## Index and legend
# | Worksheet Name | Content
1 | Overview | Memo that explains purpose and background of this database
2 | Cost references | List of references
3 | RE Cost Data - Summary | Summary of cost information
4 | Dropdown | List of different parameters under "Technology", "cost metric", "measurement unit", "statistics" and "data source"
5 | Cost Data - historical primary | Information on historical cost information. Primary means that the authors collected cost information themselves.
6 | Cost Data - projection primary | Future/ projected cost information. Projections are extrapolated from historical costs.
7 | Cost Data - historical secondary | Information from "secondary" reports on historical cost information. Secondary means that the authors cited other reports.
8 | Cost Data - projection secondary | Future/ projected cost information. Projections are extrapolated from historical costs.
9 | AEO Cost Factors | March 2009 (pre stimulus version) cost information for renewables
Information contained in Cost Data sheets are along these metrics:
Technology type; type of cost or price; unit of cost; data, market and dollar year; author, publication and link; statistics, number of data points; data source
Clarifying notes are also included on technologies.
Some tips for using worksheets 5 - 8 (data intensive sheets).
- Think about what data you want: e.g., are you interested in solar or wind, or both? Are you looking for cost data for a particular region of the country?
Are you interested in historical costs of these technologies, or projections of future costs?
- Use filters to narrow down the data you want to look at.
- Most helpful columns may be these: Technology, Cost Metric, Numerical Value, Unit of Measurement

## Cost references
Expert-recommended reports that contain cost information on renewables | Prepared by Renewable energy team Climate Protection Partnerships Division: Priya Sreedharan AAAS Fellow, Matt Clouse and James Critchfield |  | wind | solar PV | concentrated solar (CSP) | geothermal | price busbar of elec ($/MWh) | levelized cost of electricity ($/MWh) | capital costs ($/kW) | operating costs ($/MWh) | capacity factors
Report/document name | Authors | Pages | [9 empty] | File name and/or link | Comments
Annual report on U.S. wind power installation, cost, and performance trends: 2007 | Ryan Wiser, Mark Bolinger + other contributions (LBNL) | 17-25 | x |  |  |  | x |  | x | x | x | "http://www1.eere.energy.gov/windandhydro/pdfs/43025.pdf" AnnualDOErept_lbnl-275e.pdf Presentation: lbnl-275e-ppt.pdf | Most comprehensive report with up-to-date data on wind energy costs, installations & perf. O&M cost data to be viewed with caution.
20 Percent wind energy penetration in the united states (oct 2007) | Black and Veatch; principal investigators: Ric O’Connell, Ryan Pletka, Project Manager | 41 (wind) 52 (for conventional) | x |  |  |  | x | x | x | x | x | http://www.20percentwind.org/Black_Veatch_20_Percent_Report.pdf | Current & projected costs by resource class to 2030; The 20% scenario shows decreasing costs because technology improvements outweight cost increases from moving up the the wind resource supply cost curve. ALSO includes conventional electricity costs (pg 52). Costs likely outdated since research was done in fall-06,spr 07
Report: Tracking the Sun: The Installed Cost of Photovoltaics in the U.S. from 1998-2007 (2009) and Presentation: An Empirical Investigation of Photovoltaic Cost Trends in the United States (2008) | Ryan Wiser, Galen Barbose, Carla Peterman (LBNL) | 10-13 (powerpoint) |  | x |  |  |  |  | x |  | x | Report: http://eetd.lbl.gov/ea/emp/reports/lbnl-1516e.pdf Powerpoint file: Cross_State_PV_Data_October_2008 | Comprehensive data on installed PV costs. Costs are tracked by location, size of installation, residential vs. commercial, etc. Statistical quantities on costs also presented.
PV Technology, Performance, and Cost (2007 update) | Prometheus Institute; published through Greentech Media | (non-public document) |  | x |  |  |  |  | x |  |  | http://www.greentechmedia.com/media/Manufacturers_2007_Exec_Summpdfpdf_871.pdf | Prometheus institute & greentech are reported to be reliable sources of cost & other information for developers & investors. Contains detailed cost ($/w) information for different types of modules and at each step in manf process. Includes projections up to 2015. Report is $1200.
Concentrating Solar Power -Technology, Cost, and Markets (2008) | Prometheus Institute; published through Greentech Media | (non-public document) |  |  | x |  |  | x | x | x | x | http://www.greentechmedia.com/assets/pdfs/executivesummaries/Concentrating-Solar-Power-Final-Executive-Summary.pdf | See comment above regarding Greentech/Prometheus. While S&L report is well-respected and used in several studies (see example reports below) it is dated (2003). Given the recent activity in the investment community and utility industry in CSP, this report may be a better indicator of costs.
Assessment of Parabolic Trough and Power Tower Solar Technology Cost and Performance Forecasts (Oct 2003) | Sargent & Lundy LLC Consulting Group Chicago, Illinois | ES - 3 & see main report |  |  | x |  |  | x | x | x | x | Assessment of Parabolic Trough and Tower Costs S&L 2003.pdf | Report commissioned by DOE to provide 3rd party, independent assessement of CSP costs & performance as reported by NREL/Sandia ("Sunlab"). S&L estimate ~ 40 % higher costs than predicted by Sunlab due to differences in assumptions. NRC evaluated this report and concluded costs are likely to be between Sunlab & S&L estimates w/ acknowledgement that key uncertainties around deployment rates & incentives exist.
Excelergy Model, NREL / Solar Advisor Model | NREL | n/a |  | x | x |  |  |  | x | x |  | https://www.nrel.gov/analysis/sam/' Direct Excelergy model link not available. | Excelergy: spreadsheet to estimate costs of parabolic trough systems. Benchmarked against the set of solar thermal plants in southern california. User enters plant size and spreadsheet calculates the costs. Solar Advisor Model: user-friendly version of Excelergy. CSP modules are based on Excelergy.
Economic Impacts of Extending Federal Solar Tax Credits | Navigant Consulting | 26-27 |  | x |  |  |  |  | x |  |  | Navigant_solartaxcredits_sep08 | PV installed cost information sources: Navigant Consulting’s PV module manufacturing cost model and Levelized Cost of Energy (LCOE) model; Interviews with PV industry sources – manufacturers, equipment suppliers, and installers.
California Energy Commission: Renewable Energy Transmission Initiative Phase 1A Final report (2008) | Black and Veatch | Tables for individual tech's throughout. Table 5-13 is a summary table (pg 148) | x | x | x | x |  | x | x | x | x | http://www.energy.ca.gov/reti/documents/index.html ' http://www.energy.ca.gov/reti/steering/2008-06-18_meeting/2008-06-18_B&V_Cost_of_Generation_Spreadsheet.xls | Report: multi-stakeholder process in CA to support development of renewable energy & transmission in the state. Costs are developed based on B&V experience. Separate cost of generation spreadsheet is potentially useful tool.
The Future of Geothermal Energy Impact of Enhanced Geothermal Systems (EGS) on the United states in the 21st Century (2006) | MIT-led interdisciplinary panel | chapter 9; excellent report. exec summary is worth reading too |  |  |  | x |  | x | x | x |  | "http://geothermal.inel.gov/publications/future_of_geothermal_energy.pdf MIT_future_of_geothermal_energy_2006.pdf" | Comprehensive, well-documented, consensus based report. Includes bottom-up details for all costs - capital, O&M, financing, LCOE. Learning curve equations developed for how cost is expected to change with installations. With early R&D and deployment support, EGS can be competitive in 10 years. By 2050 EGS can supply 10% of demand. Google estimates 80 GW by 2030 or 15% of demand. DOE-EERE regards this report as conservative in prices.
Tracking the Sun: The Installed Cost of Photovoltaics in the U.S. from 1998 to 2007 (pub. 2009) | Lawrence Berkeley National Laboratory | All |  | X |  |  |  | X | X |  |  | http://eetd.lbl.gov/ea/ems/reports/lbnl-1516e-web.pdf | Data set is installed cost data from nearly 37,000 residential and non-residential PV systems, totaling 363 MW of capacity and representing 76% of all grid-connected PV capacity installed in the U.S. from 1998 through 2007. This dataset was provided directly by PV incentive program administrators and thus only includes systems on the customer side of the meter. However, the report also summarizes installed cost data obtained through public data sources for five multi-MW grid-connected PV systems with a combined 32 MW, bringing the total dataset to 395 MW or 89% of grid-connected PV capacity in the U.S. Sample heavily weighted toward California (83% of primary data set) and New Jersey (12% of primary dataset).
* Note, biomass is not included in this dbase. Non-fuel costs should be similar to conventional power plants.
* Hydro power - both small & large - is not included. Unclear if small hydro, which is often regarded as a true renewable source can offer significant penetration.
Following reports are not primary sources of cost information but examples of good studies that use primary cost information |  |  | wind | solar PV | concentrated solar (CSP) | geothermal | price busbar of elec ($/MWh) | levelized cost of electricity ($/MWh) | capital costs ($/kW) | operating costs ($/MWh) | capacity factors
Report/document name | Authors | Pages | [9 empty] | File name and/or link | Comments
California Public Utility Commission GHG Modeling (for compliance with AB32, California's GHG rule) (2007) | Energy and Environmental Economics Inc. (E3) | see individual technology files Tables A&B in each (from link) | x |  | x | x |  | x | x | x | x | Each technology has an individual file that can be accessed here: http://www.ethree.com/CPUC_GHG_Model.html | Primary data sources & cost adjustment techniques: CSP: Black & Veatch. Capacity factor from B&V "regionally" adjusted using Excelergy model. Costs adjusted for inflation & regional construction per Army corps of engineers factors. Wind: AWEA (20% report, 2007), NREL WINDs model assumptions, EIA Geothermal: AEO 2007 (does not consider EGS as viable option before 2020, so MIT report costs are not used)
Economic, energy, and environmental benefits of concnetrating solar power in california | L. Stoddard et al., Black and Veatch | 5-5, 6-4 |  |  | x |  |  | x | x | x | x | CaliforniaCSP_Benefits2006.pdf | Excellent overall study for CSP in California. B&V estimated the CSP costs using Excelergy model by NREL. Compares costs of CSP systems (trough) with gas plants for 2007, 2009, 2011 and 2015 with 10% and 30% ITC levels. The costs incorporate NREL's learning curves. RIMS model is also used to estimate regional econ impact.
Arizona Solar Electric Roadmap Study Full Report January 2007 (powerpoint not report) | Navigant Consulting | Throughout but see 13, 66-71, 90-93, 114-115, 119, 125 |  | x | x |  |  | x | x | x | x | az_solar_electric_roadmap_study_full_report.pdf | Levelized costs for AZ estimated using combinations of Exelergy and PVWatts calculators from NREL, Sargent & Lundy report, and expert interviews. Cost calculations include cases with 0%, 10% and 30% ITC. Lev cost assumes 25 year cash flow, includes all project costs calculated at present value, is busbar price (no T&D costs).
Report to congress on potential impact of concentrating solar power for electricity generation (Feb 2007) | DOE EERE | see comment |  |  | x | [6 empty] | Report to Congress on CSP Potential 2007 | Excellent synthesis report that gives policy context of CSP (costs, impact) and compares different *key* reports: Sargent & Lundy, NRC report, DOE report to western governors association (2005). Cites the costs per other reports so would not reference this report as a primary source.
Utility Solar Assessment (USA) Study Reaching Ten Percent Solar by 2025 (2008) | Clean edge (clean tech research firm) | 34-36 |  | x |  |  |  | x | x |  |  | http://www.cleanedge.com/reports/reports-solarUSA2008.php | Not as detailed as Wiser study and reports only average costs, unlike Wiser study. But shows how costs may change with increased deployment. This is a consensus style report based on collecting information from a wide variety of experts.

## RE Cost Data - 2010 Summary
SUMMARY DATA
| Installed costs ($/kW) | O&M ($/kW-Yr) | O&M ($/MWh) | LCOE ($/MWh) | Capacity Factor (%)
Wind | 1938-2145 | 12-31 | 8-32 | 84-142 | 28-36
Source - Min data point | LBNL, Wind Technologies Report (2008) | Black & Veatch, 20% (2006) | LBNL, Wind Technologies Report (2000-2008) | Lazard (2008) | Lazard (2008)
Source - Max data point | LBNL, Wind Technologies Report (2009) | EIA 2009 Electricity Market Module (2009) | LBNL, Wind Technologies Report (2000-2008) | Lazard (2008) | Lazard (2008)
Solar PV | 4978*-9322* | 10-25 | - | 132-298 | 20-27
Source - Min data point | LBNL, Tracking the Sun II (2008) | Navigant Consulting, Economic Impacts (2008) | - | Lazard (2008) | Lazard (2008)
Source - Max data point | LBNL, Tracking the Sun II (2008) | Lazard (2008) | - | Lazard (2008) | Lazard (2008)
CSP | 2024-6071 | 61-71 | 101 | 109-335 | 26-38
Source - Min data point | Navigant Consulting, Economic Impacts (2008) | Navigant Consulting, Economic Impacts (2008) | DOE (2008) | Lazard (2008) | Lazard (2008)
Source - Max data point | Navigant Consulting, Economic Impacts (2008) | Lazard (2008) | DOE (2008) | Lazard (2008) | Lazard (2008)
Geothermal | 3491**-4655** | 170*** | 25-30 | 59-94 | 70-80
Source - Min data point | Lazard (2008) - only includes capital costs | EIA 2010 Electricity Market Module (2010) | Lazard (2008) | Lazard (2008) | Lazard (2008)
Source - Max data point | Lazard (2008) - only includes capital costs | EIA 2010 Electricity Market Module (2010) | Lazard (2008) | Lazard (2008) | Lazard (2008)
* Original data point in direct current. Converted to alternating current with rating factor of 82%, as sourced from Navigant Consulting.
** These values are higher than the total overnight cost for geothermal presented in the EIA 2010 Electricity Market Module for a few reasons, namely that EIA's value does not include interest charges; EIA's value
represents a least expensive cost scenario; the EIA estimate may reflect economies of scale since it's value is for a 50 MW plant, compared to the 30 MW plant assumed by Lazard.
*** EIA is the only source providing fixed O&M costs for Geothermal. Its data are for 2010, and expressed in $2008.
CALCULATIONS
Implicit Price Deflator for GDP (2005=100)
2004 | 96.77
2005 | 100
2006 | 103.257
2007 | 106.214
2008 | 108.483
2009 | 109.77
Source: Bureau of Economic Analysis, National Income and Product Accounts Table 1.1.9, last revised March 26, 2010.
| Installed costs ($/kW) | O&M ($/kW-Yr) | O&M ($/MWh) | LCOE ($/MWh)
Wind minimum | 1937.7188 | 12.2254 | 8.0949 | 83.9847
Wind maximum | 2145.1509 | 31.3144 | 32.3796 | 141.6609
PV minimum | 4978.369 | 10.1186 | - | 131.5423
PV maximum | 9321.9858 | 25.2966 | - | 298.4998
CSP minimum | 2023.7272 | 60.7118 | 101.1864 | 109.2813
CSP maximum | 6071.1817 | 70.8305 |  | 334.9269
Geothermal minimum | 3490.9295 | 170.327 | 25.2966 | 58.6881
Geothermal maximum | 4654.5726 | - | 30.3559 | 94.1033
The summary table above presents the range among the sources examined of current, average, nationwide, pre-incentive technology cost data. In other words, for each technology cost metric, the minimum and maximum data points were drawn from a subset of data that met the following criteria:
-Current data: The minimum and maximum points are from the most recent year for which data is available. This data year is presented in parantheses next to the data source.
-Average data: The minimum and maximum points provide a range for the average data points published in the sources. The actual range of data points in the sources is much larger.
-Nationwide data: The minimum and maximum points were selected from a pool of U.S. wide data points. Data specific to a state or region were excluded from consideration in the summary table.
-Pre-incentive data: All costs are presented before accounting for any federal, state, or utility incentives available to the projects in the data sets
All costs are presented in 2009 dollars.

## Dropdown
Technology | Cost metric | Measurement unit | Statistic | Data source
Wind | Base overnight capital cost | $/WDC | Average | Interviews
Geothermal | Busbar LCOE | $/kW-Yr | Average - capacity-weighted | Lit review/Interviews/Modeling
Solar PV | Busbar Price | $/kW | Standard deviation | Lit review/Interviews
Conventional Electricity | Capacity Factor | $/WpAC | Avg - STD (cap-weighted) | EIA
CSP | Discount Rate | $/kWpAC | Avg + STD (cap-weighted) | EIA, GED, AWEA, B&V
| Fixed Cost | ¢/kWh | Standard deviation | Berkeley Lab Database
| Incentive - after-tax | $/1000 MW | Range: minimum | Third-party projections
| Installed Costs - Capital Costs | $/WAC | Range: maximum | California Energy Commission
| Installed Costs - Excluding Capital Costs | $/WpDC | Median | NREL JEDI
| Installed Costs - Inverter Costs | $/WDC-STC | Interquartile range: minimum | APS Incentive Program
| Installed Costs - Overnight | yrs | Interquartile range: maximum | CEC Emerging Renewables Program; Self Generation Incentive Program; CSI; LA Solar Incentive Program
| Installed Costs - Overnight Capital Cost | % | Average - simple | Real data from up to 16 state or utility incentive programs in up to 12 states
| Installed Costs - Total | $/W | Estimate | Real data from city
| Installed Costs w/variable O&M - Overnight | $/kWAC | Interquartile range: width | CCEF
| LCOE | $/MWh | Learning Curve | IL Clean Energy Foundation and IL Dept. Commerce & Economic Opportunity
| LCOE - Capital costs | $/kWAC | Mid-point | MTC Small Renewables Initiative
| LCOE - O&M - Fixed |  | Frequency | Maryland Energy Administration
| LCOG |  |  | MN State Energy Office
| Manufacturing Costs |  |  | NJ Clean Energy Program
| O&M |  |  | Lazard estimates
| O&M - Fixed |  |  | NYSERDA
| O&M - Variable |  |  | EIA, 2007
| Overnight Cost |  |  | Based on Black & Veatch 2006 cost assumptions
| Overnight Cost w/ variable O&M |  |  | Energy Trust of Oregon
| Peak Power Price - Retail |  |  | Interviews/Sunlab analysis
| Peak Power Price - Wholesale |  |  | Interviews/S&L analysis
| Profitable Price |  |  | Sustainable Development Fund
| Project Life |  |  | WI Focus on Energy
Modeling/Interviews
Modeling

## Cost Data- historical primary
Technology | Technology/Application Detail | Location | Cost Metric | Pre-incentive? (Y or N) | Numerical Value | Unit of Measurement | Data Year | Dollar Year | Market Year | Statistic | # Data points considered | Data Source | Data Type | Publication | Author | Link | Primary source? | Date of Publication | Publication Page | PDF Page | Table/Figure | QAQC? | Notes
CSP |  | U.S. | Installed Costs - Total | Y | 2000 | $/kW | 2008 | 2008 | 2008 | Range: minimum | Unspecified | Lit review/Interviews | Historical | Economic Impacts of Extending Federal Solar Tax Credits | Navigant Consulting | http://www.seia.org/galleries/pdf/Navigant%20Consulting%20Report%209.15.08.pdf | Y | 2008 | 64 | 65 |  | Y | Includes parabolic trough, power tower, compact linear Fresnel, and dish Stirling.
CSP |  | U.S. | Installed Costs - Total | Y | 6000 | $/kW | 2008 | 2008 | 2008 | Range: maximum | Unspecified | Lit review/Interviews | Historical | Economic Impacts of Extending Federal Solar Tax Credits | Navigant Consulting | http://www.seia.org/galleries/pdf/Navigant%20Consulting%20Report%209.15.08.pdf | Y | 2008 | 64 | 65 |  | Y | Includes parabolic trough, power tower, compact linear Fresnel, and dish Stirling.
CSP |  | U.S. | O&M | Y | 60 | $/kW-Yr | 2008 | 2008 | 2008 | Average - simple | Unspecified | Lit review/Interviews | Historical | Economic Impacts of Extending Federal Solar Tax Credits | Navigant Consulting | http://www.seia.org/galleries/pdf/Navigant%20Consulting%20Report%209.15.08.pdf | Y | 2008 | 64 | 65 |  | Y | Includes parabolic trough, power tower, compact linear Fresnel, and dish Stirling.
Solar PV |  | CA - California Energy Commission Incentive Program | Incentive - after-tax |  | 3.4936 | $/WAC | 1998 - Q1-2 | 2004 | 1998 - Q1-2 | Average - simple | 34 | California Energy Commission | Historical | Letting the Sun Shine on Solar Costs: Empirical Investigation of PV Cost Trends in California | Lawrence Berkeley National Laboratory | http://eetd.lbl.gov/EA/emp/reports/59282-es.pdf | Y | 2006 | iv | 6 | ES-3 | Y | Numerical values provided by author.
Solar PV |  | CA - California Energy Commission Incentive Program | Incentive - after-tax |  | 3.498 | $/WAC | 1998 - Q1-2 | 2004 | 1998 - Q1-2 | Median | 34 | California Energy Commission | Historical | Letting the Sun Shine on Solar Costs: Empirical Investigation of PV Cost Trends in California | Lawrence Berkeley National Laboratory | http://eetd.lbl.gov/EA/emp/reports/59282-es.pdf | Y | 2006 | iv | 6 | ES-3 | Y | Numerical values provided by author.
Solar PV |  | CA - California Energy Commission Incentive Program | Incentive - after-tax |  | 3.4558 | $/WAC | 1998 - Q3-4 | 2004 | 1998 - Q3-4 | Average - simple | 76 | California Energy Commission | Historical | Letting the Sun Shine on Solar Costs: Empirical Investigation of PV Cost Trends in California | Lawrence Berkeley National Laboratory | http://eetd.lbl.gov/EA/emp/reports/59282-es.pdf | Y | 2006 | iv | 6 | ES-3 | Y | Numerical values provided by author.
Solar PV |  | CA - California Energy Commission Incentive Program | Incentive - after-tax |  | 3.4532 | $/WAC | 1998 - Q3-4 | 2004 | 1998 - Q3-4 | Median | 76 | California Energy Commission | Historical | Letting the Sun Shine on Solar Costs: Empirical Investigation of PV Cost Trends in California | Lawrence Berkeley National Laboratory | http://eetd.lbl.gov/EA/emp/reports/59282-es.pdf | Y | 2006 | iv | 6 | ES-3 | Y | Numerical values provided by author.
Solar PV |  | CA - California Energy Commission Incentive Program | Incentive - after-tax |  | 3.4214 | $/WAC | 1999 - Q1-2 | 2004 | 1999 - Q1-2 | Average - simple | 106 | California Energy Commission | Historical | Letting the Sun Shine on Solar Costs: Empirical Investigation of PV Cost Trends in California | Lawrence Berkeley National Laboratory | http://eetd.lbl.gov/EA/emp/reports/59282-es.pdf | Y | 2006 | iv | 6 | ES-3 | Y | Numerical values provided by author.
Solar PV |  | CA - California Energy Commission Incentive Program | Incentive - after-tax |  | 3.4158 | $/WAC | 1999 - Q1-2 | 2004 | 1999 - Q1-2 | Median | 106 | California Energy Commission | Historical | Letting the Sun Shine on Solar Costs: Empirical Investigation of PV Cost Trends in California | Lawrence Berkeley National Laboratory | http://eetd.lbl.gov/EA/emp/reports/59282-es.pdf | Y | 2006 | iv | 6 | ES-3 | Y | Numerical values provided by author.
Solar PV |  | CA - California Energy Commission Incentive Program | Incentive - after-tax |  | 3.3457 | $/WAC | 1999 - Q3-4 | 2004 | 1999 - Q3-4 | Average - simple | 92 | California Energy Commission | Historical | Letting the Sun Shine on Solar Costs: Empirical Investigation of PV Cost Trends in California | Lawrence Berkeley National Laboratory | http://eetd.lbl.gov/EA/emp/reports/59282-es.pdf | Y | 2006 | iv | 6 | ES-3 | Y | Numerical values provided by author.
Solar PV |  | CA - California Energy Commission Incentive Program | Incentive - after-tax |  | 3.3651 | $/WAC | 1999 - Q3-4 | 2004 | 1999 - Q3-4 | Median | 92 | California Energy Commission | Historical | Letting the Sun Shine on Solar Costs: Empirical Investigation of PV Cost Trends in California | Lawrence Berkeley National Laboratory | http://eetd.lbl.gov/EA/emp/reports/59282-es.pdf | Y | 2006 | iv | 6 | ES-3 | Y | Numerical values provided by author.
Solar PV |  | CA - California Energy Commission Incentive Program | Incentive - after-tax |  | 3.3211 | $/WAC | 2000 - Q1-2 | 2004 | 2000 - Q1-2 | Average - simple | 70 | California Energy Commission | Historical | Letting the Sun Shine on Solar Costs: Empirical Investigation of PV Cost Trends in California | Lawrence Berkeley National Laboratory | http://eetd.lbl.gov/EA/emp/reports/59282-es.pdf | Y | 2006 | iv | 6 | ES-3 | Y | Numerical values provided by author.
Solar PV |  | CA - California Energy Commission Incentive Program | Incentive - after-tax |  | 3.3158 | $/WAC | 2000 - Q1-2 | 2004 | 2000 - Q1-2 | Median | 70 | California Energy Commission | Historical | Letting the Sun Shine on Solar Costs: Empirical Investigation of PV Cost Trends in California | Lawrence Berkeley National Laboratory | http://eetd.lbl.gov/EA/emp/reports/59282-es.pdf | Y | 2006 | iv | 6 | ES-3 | Y | Numerical values provided by author.
Solar PV |  | CA - California Energy Commission Incentive Program | Incentive - after-tax |  | 3.2571 | $/WAC | 2000 - Q3-4 | 2004 | 2000 - Q3-4 | Average - simple | 122 | California Energy Commission | Historical | Letting the Sun Shine on Solar Costs: Empirical Investigation of PV Cost Trends in California | Lawrence Berkeley National Laboratory | http://eetd.lbl.gov/EA/emp/reports/59282-es.pdf | Y | 2006 | iv | 6 | ES-3 | Y | Numerical values provided by author.
Solar PV |  | CA - California Energy Commission Incentive Program | Incentive - after-tax |  | 3.2586 | $/WAC | 2000 - Q3-4 | 2004 | 2000 - Q3-4 | Median | 122 | California Energy Commission | Historical | Letting the Sun Shine on Solar Costs: Empirical Investigation of PV Cost Trends in California | Lawrence Berkeley National Laboratory | http://eetd.lbl.gov/EA/emp/reports/59282-es.pdf | Y | 2006 | iv | 6 | ES-3 | Y | Numerical values provided by author.
Solar PV |  | CA - California Energy Commission Incentive Program | Incentive - after-tax |  | 4.6649 | $/WAC | 2001 - Q1-2 | 2004 | 2001 - Q1-2 | Average - simple | 989 | California Energy Commission | Historical | Letting the Sun Shine on Solar Costs: Empirical Investigation of PV Cost Trends in California | Lawrence Berkeley National Laboratory | http://eetd.lbl.gov/EA/emp/reports/59282-es.pdf | Y | 2006 | iv | 6 | ES-3 | Y | Numerical values provided by author.
Solar PV |  | CA - California Energy Commission Incentive Program | Incentive - after-tax |  | 4.7915 | $/WAC | 2001 - Q1-2 | 2004 | 2001 - Q1-2 | Median | 989 | California Energy Commission | Historical | Letting the Sun Shine on Solar Costs: Empirical Investigation of PV Cost Trends in California | Lawrence Berkeley National Laboratory | http://eetd.lbl.gov/EA/emp/reports/59282-es.pdf | Y | 2006 | iv | 6 | ES-3 | Y | Numerical values provided by author.
Solar PV |  | CA - California Energy Commission Incentive Program | Incentive - after-tax |  | 4.7865 | $/WAC | 2001 - Q3-4 | 2004 | 2001 - Q3-4 | Average - simple | 1251 | California Energy Commission | Historical | Letting the Sun Shine on Solar Costs: Empirical Investigation of PV Cost Trends in California | Lawrence Berkeley National Laboratory | http://eetd.lbl.gov/EA/emp/reports/59282-es.pdf | Y | 2006 | iv | 6 | ES-3 | Y | Numerical values provided by author.
Solar PV |  | CA - California Energy Commission Incentive Program | Incentive - after-tax |  | 4.7888 | $/WAC | 2001 - Q3-4 | 2004 | 2001 - Q3-4 | Median | 1251 | California Energy Commission | Historical | Letting the Sun Shine on Solar Costs: Empirical Investigation of PV Cost Trends in California | Lawrence Berkeley National Laboratory | http://eetd.lbl.gov/EA/emp/reports/59282-es.pdf | Y | 2006 | iv | 6 | ES-3 | Y | Numerical values provided by author.
Solar PV |  | CA - California Energy Commission Incentive Program | Incentive - after-tax |  | 4.751 | $/WAC | 2002 - Q1-2 | 2004 | 2002 - Q1-2 | Average - simple | 1123 | California Energy Commission | Historical | Letting the Sun Shine on Solar Costs: Empirical Investigation of PV Cost Trends in California | Lawrence Berkeley National Laboratory | http://eetd.lbl.gov/EA/emp/reports/59282-es.pdf | Y | 2006 | iv | 6 | ES-3 | Y | Numerical values provided by author.
Solar PV |  | CA - California Energy Commission Incentive Program | Incentive - after-tax |  | 4.7381 | $/WAC | 2002 - Q1-2 | 2004 | 2002 - Q1-2 | Median | 1123 | California Energy Commission | Historical | Letting the Sun Shine on Solar Costs: Empirical Investigation of PV Cost Trends in California | Lawrence Berkeley National Laboratory | http://eetd.lbl.gov/EA/emp/reports/59282-es.pdf | Y | 2006 | iv | 6 | ES-3 | Y | Numerical values provided by author.
Solar PV |  | CA - California Energy Commission Incentive Program | Incentive - after-tax |  | 4.7042 | $/WAC | 2002 - Q3-4 | 2004 | 2002 - Q3-4 | Average - simple | 1330 | California Energy Commission | Historical | Letting the Sun Shine on Solar Costs: Empirical Investigation of PV Cost Trends in California | Lawrence Berkeley National Laboratory | http://eetd.lbl.gov/EA/emp/reports/59282-es.pdf | Y | 2006 | iv | 6 | ES-3 | Y | Numerical values provided by author.
Solar PV |  | CA - California Energy Commission Incentive Program | Incentive - after-tax |  | 4.7014 | $/WAC | 2002 - Q3-4 | 2004 | 2002 - Q3-4 | Median | 1330 | California Energy Commission | Historical | Letting the Sun Shine on Solar Costs: Empirical Investigation of PV Cost Trends in California | Lawrence Berkeley National Laboratory | http://eetd.lbl.gov/EA/emp/reports/59282-es.pdf | Y | 2006 | iv | 6 | ES-3 | Y | Numerical values provided by author.
Solar PV |  | CA - California Energy Commission Incentive Program | Incentive - after-tax |  | 4.1163 | $/WAC | 2003 - Q1-2 | 2004 | 2003 - Q1-2 | Average - simple | 3359 | California Energy Commission | Historical | Letting the Sun Shine on Solar Costs: Empirical Investigation of PV Cost Trends in California | Lawrence Berkeley National Laboratory | http://eetd.lbl.gov/EA/emp/reports/59282-es.pdf | Y | 2006 | iv | 6 | ES-3 | Y | Numerical values provided by author.
Solar PV |  | CA - California Energy Commission Incentive Program | Incentive - after-tax |  | 4.1198 | $/WAC | 2003 - Q1-2 | 2004 | 2003 - Q1-2 | Median | 3359 | California Energy Commission | Historical | Letting the Sun Shine on Solar Costs: Empirical Investigation of PV Cost Trends in California | Lawrence Berkeley National Laboratory | http://eetd.lbl.gov/EA/emp/reports/59282-es.pdf | Y | 2006 | iv | 6 | ES-3 | Y | Numerical values provided by author.
Solar PV |  | CA - California Energy Commission Incentive Program | Incentive - after-tax |  | 3.8858 | $/WAC | 2003 - Q3-4 | 2004 | 2003 - Q3-4 | Average - simple | 3594 | California Energy Commission | Historical | Letting the Sun Shine on Solar Costs: Empirical Investigation of PV Cost Trends in California | Lawrence Berkeley National Laboratory | http://eetd.lbl.gov/EA/emp/reports/59282-es.pdf | Y | 2006 | iv | 6 | ES-3 | Y | Numerical values provided by author.
Solar PV |  | CA - California Energy Commission Incentive Program | Incentive - after-tax |  | 3.8799 | $/WAC | 2003 - Q3-4 | 2004 | 2003 - Q3-4 | Median | 3594 | California Energy Commission | Historical | Letting the Sun Shine on Solar Costs: Empirical Investigation of PV Cost Trends in California | Lawrence Berkeley National Laboratory | http://eetd.lbl.gov/EA/emp/reports/59282-es.pdf | Y | 2006 | iv | 6 | ES-3 | Y | Numerical values provided by author.
Solar PV |  | CA - California Energy Commission Incentive Program | Incentive - after-tax |  | 3.2033 | $/WAC | 2004 - Q1-2 | 2004 | 2004 - Q1-2 | Average - simple | 3333 | California Energy Commission | Historical | Letting the Sun Shine on Solar Costs: Empirical Investigation of PV Cost Trends in California | Lawrence Berkeley National Laboratory | http://eetd.lbl.gov/EA/emp/reports/59282-es.pdf | Y | 2006 | iv | 6 | ES-3 | Y | Numerical values provided by author.
Solar PV |  | CA - California Energy Commission Incentive Program | Incentive - after-tax |  | 3.1931 | $/WAC | 2004 - Q1-2 | 2004 | 2004 - Q1-2 | Median | 3333 | California Energy Commission | Historical | Letting the Sun Shine on Solar Costs: Empirical Investigation of PV Cost Trends in California | Lawrence Berkeley National Laboratory | http://eetd.lbl.gov/EA/emp/reports/59282-es.pdf | Y | 2006 | iv | 6 | ES-3 | Y | Numerical values provided by author.
Solar PV |  | CA - California Energy Commission Incentive Program | Incentive - after-tax |  | 2.9697 | $/WAC | 2004 - Q3-4 | 2004 | 2004 - Q3-4 | Average - simple | 2181 | California Energy Commission | Historical | Letting the Sun Shine on Solar Costs: Empirical Investigation of PV Cost Trends in California | Lawrence Berkeley National Laboratory | http://eetd.lbl.gov/EA/emp/reports/59282-es.pdf | Y | 2006 | iv | 6 | ES-3 | Y | Numerical values provided by author.
Solar PV |  | CA - California Energy Commission Incentive Program | Incentive - after-tax |  | 2.9638 | $/WAC | 2004 - Q3-4 | 2004 | 2004 - Q3-4 | Median | 2181 | California Energy Commission | Historical | Letting the Sun Shine on Solar Costs: Empirical Investigation of PV Cost Trends in California | Lawrence Berkeley National Laboratory | http://eetd.lbl.gov/EA/emp/reports/59282-es.pdf | Y | 2006 | iv | 6 | ES-3 | Y | Numerical values provided by author.
Solar PV |  | CA - California Energy Commission Incentive Program | Incentive - after-tax |  | 2.7468 | $/WAC | 2005 - Q1-2 | 2004 | 2005 - Q1-2 | Average - simple | 229 | California Energy Commission | Historical | Letting the Sun Shine on Solar Costs: Empirical Investigation of PV Cost Trends in California | Lawrence Berkeley National Laboratory | http://eetd.lbl.gov/EA/emp/reports/59282-es.pdf | Y | 2006 | iv | 6 | ES-3 | Y | Numerical values provided by author.
Solar PV |  | CA - California Energy Commission Incentive Program | Incentive - after-tax |  | 2.7376 | $/WAC | 2005 - Q1-2 | 2004 | 2005 - Q1-2 | Median | 229 | California Energy Commission | Historical | Letting the Sun Shine on Solar Costs: Empirical Investigation of PV Cost Trends in California | Lawrence Berkeley National Laboratory | http://eetd.lbl.gov/EA/emp/reports/59282-es.pdf | Y | 2006 | iv | 6 | ES-3 | Y | Numerical values provided by author.
Solar PV |  | CA - California Energy Commission Incentive Program | Installed Costs - Capital Costs | Y | 4.4761 | $/WAC | 1998 - Q1-2 | 2004 | 1998 - Q1-2 | Average - simple | 34 | California Energy Commission | Historical | Letting the Sun Shine on Solar Costs: Empirical Investigation of PV Cost Trends in California | Lawrence Berkeley National Laboratory | http://eetd.lbl.gov/EA/emp/reports/59282-es.pdf | Y | 2006 | iv | 6 | ES-3 | Y | Numerical values provided by author.
Solar PV |  | CA - California Energy Commission Incentive Program | Installed Costs - Capital Costs | Y | 4.4761 | $/WAC | 1998 - Q1-2 | 2004 | 1998 - Q1-2 | Median | 34 | California Energy Commission | Historical | Letting the Sun Shine on Solar Costs: Empirical Investigation of PV Cost Trends in California | Lawrence Berkeley National Laboratory | http://eetd.lbl.gov/EA/emp/reports/59282-es.pdf | Y | 2006 | iv | 6 | ES-3 | Y | Numerical values provided by author.
Solar PV |  | CA - California Energy Commission Incentive Program | Installed Costs - Capital Costs | Y | 4.4761 | $/WAC | 1998 - Q3-4 | 2004 | 1998 - Q3-4 | Average - simple | 76 | California Energy Commission | Historical | Letting the Sun Shine on Solar Costs: Empirical Investigation of PV Cost Trends in California | Lawrence Berkeley National Laboratory | http://eetd.lbl.gov/EA/emp/reports/59282-es.pdf | Y | 2006 | iv | 6 | ES-3 | Y | Numerical values provided by author.
Solar PV |  | CA - California Energy Commission Incentive Program | Installed Costs - Capital Costs | Y | 4.4761 | $/WAC | 1998 - Q3-4 | 2004 | 1998 - Q3-4 | Median | 76 | California Energy Commission | Historical | Letting the Sun Shine on Solar Costs: Empirical Investigation of PV Cost Trends in California | Lawrence Berkeley National Laboratory | http://eetd.lbl.gov/EA/emp/reports/59282-es.pdf | Y | 2006 | iv | 6 | ES-3 | Y | Numerical values provided by author.
Solar PV |  | CA - California Energy Commission Incentive Program | Installed Costs - Capital Costs | Y | 4.4153 | $/WAC | 1999 - Q1-2 | 2004 | 1999 - Q1-2 | Average - simple | 106 | California Energy Commission | Historical | Letting the Sun Shine on Solar Costs: Empirical Investigation of PV Cost Trends in California | Lawrence Berkeley National Laboratory | http://eetd.lbl.gov/EA/emp/reports/59282-es.pdf | Y | 2006 | iv | 6 | ES-3 | Y | Numerical values provided by author.
Solar PV |  | CA - California Energy Commission Incentive Program | Installed Costs - Capital Costs | Y | 4.4153 | $/WAC | 1999 - Q1-2 | 2004 | 1999 - Q1-2 | Median | 106 | California Energy Commission | Historical | Letting the Sun Shine on Solar Costs: Empirical Investigation of PV Cost Trends in California | Lawrence Berkeley National Laboratory | http://eetd.lbl.gov/EA/emp/reports/59282-es.pdf | Y | 2006 | iv | 6 | ES-3 | Y | Numerical values provided by author.
Solar PV |  | CA - California Energy Commission Incentive Program | Installed Costs - Capital Costs | Y | 4.4153 | $/WAC | 1999 - Q3-4 | 2004 | 1999 - Q3-4 | Average - simple | 92 | California Energy Commission | Historical | Letting the Sun Shine on Solar Costs: Empirical Investigation of PV Cost Trends in California | Lawrence Berkeley National Laboratory | http://eetd.lbl.gov/EA/emp/reports/59282-es.pdf | Y | 2006 | iv | 6 | ES-3 | Y | Numerical values provided by author.
Solar PV |  | CA - California Energy Commission Incentive Program | Installed Costs - Capital Costs | Y | 4.4153 | $/WAC | 1999 - Q3-4 | 2004 | 1999 - Q3-4 | Median | 92 | California Energy Commission | Historical | Letting the Sun Shine on Solar Costs: Empirical Investigation of PV Cost Trends in California | Lawrence Berkeley National Laboratory | http://eetd.lbl.gov/EA/emp/reports/59282-es.pdf | Y | 2006 | iv | 6 | ES-3 | Y | Numerical values provided by author.
Solar PV |  | CA - California Energy Commission Incentive Program | Installed Costs - Capital Costs | Y | 4.2936 | $/WAC | 2000 - Q1-2 | 2004 | 2000 - Q1-2 | Average - simple | 70 | California Energy Commission | Historical | Letting the Sun Shine on Solar Costs: Empirical Investigation of PV Cost Trends in California | Lawrence Berkeley National Laboratory | http://eetd.lbl.gov/EA/emp/reports/59282-es.pdf | Y | 2006 | iv | 6 | ES-3 | Y | Numerical values provided by author.
Solar PV |  | CA - California Energy Commission Incentive Program | Installed Costs - Capital Costs | Y | 4.2936 | $/WAC | 2000 - Q1-2 | 2004 | 2000 - Q1-2 | Median | 70 | California Energy Commission | Historical | Letting the Sun Shine on Solar Costs: Empirical Investigation of PV Cost Trends in California | Lawrence Berkeley National Laboratory | http://eetd.lbl.gov/EA/emp/reports/59282-es.pdf | Y | 2006 | iv | 6 | ES-3 | Y | Numerical values provided by author.
Solar PV |  | CA - California Energy Commission Incentive Program | Installed Costs - Capital Costs | Y | 4.2936 | $/WAC | 2000 - Q3-4 | 2004 | 2000 - Q3-4 | Average - simple | 122 | California Energy Commission | Historical | Letting the Sun Shine on Solar Costs: Empirical Investigation of PV Cost Trends in California | Lawrence Berkeley National Laboratory | http://eetd.lbl.gov/EA/emp/reports/59282-es.pdf | Y | 2006 | iv | 6 | ES-3 | Y | Numerical values provided by author.
Solar PV |  | CA - California Energy Commission Incentive Program | Installed Costs - Capital Costs | Y | 4.2936 | $/WAC | 2000 - Q3-4 | 2004 | 2000 - Q3-4 | Median | 122 | California Energy Commission | Historical | Letting the Sun Shine on Solar Costs: Empirical Investigation of PV Cost Trends in California | Lawrence Berkeley National Laboratory | http://eetd.lbl.gov/EA/emp/reports/59282-es.pdf | Y | 2006 | iv | 6 | ES-3 | Y | Numerical values provided by author.
Solar PV |  | CA - California Energy Commission Incentive Program | Installed Costs - Capital Costs | Y | 3.8559 | $/WAC | 2001 - Q1-2 | 2004 | 2001 - Q1-2 | Average - simple | 989 | California Energy Commission | Historical | Letting the Sun Shine on Solar Costs: Empirical Investigation of PV Cost Trends in California | Lawrence Berkeley National Laboratory | http://eetd.lbl.gov/EA/emp/reports/59282-es.pdf | Y | 2006 | iv | 6 | ES-3 | Y | Numerical values provided by author.
Solar PV |  | CA - California Energy Commission Incentive Program | Installed Costs - Capital Costs | Y | 3.8559 | $/WAC | 2001 - Q1-2 | 2004 | 2001 - Q1-2 | Median | 989 | California Energy Commission | Historical | Letting the Sun Shine on Solar Costs: Empirical Investigation of PV Cost Trends in California | Lawrence Berkeley National Laboratory | http://eetd.lbl.gov/EA/emp/reports/59282-es.pdf | Y | 2006 | iv | 6 | ES-3 | Y | Numerical values provided by author.
Solar PV |  | CA - California Energy Commission Incentive Program | Installed Costs - Capital Costs | Y | 3.8559 | $/WAC | 2001 - Q3-4 | 2004 | 2001 - Q3-4 | Average - simple | 1251 | California Energy Commission | Historical | Letting the Sun Shine on Solar Costs: Empirical Investigation of PV Cost Trends in California | Lawrence Berkeley National Laboratory | http://eetd.lbl.gov/EA/emp/reports/59282-es.pdf | Y | 2006 | iv | 6 | ES-3 | Y | Numerical values provided by author.
Solar PV |  | CA - California Energy Commission Incentive Program | Installed Costs - Capital Costs | Y | 3.8559 | $/WAC | 2001 - Q3-4 | 2004 | 2001 - Q3-4 | Median | 1251 | California Energy Commission | Historical | Letting the Sun Shine on Solar Costs: Empirical Investigation of PV Cost Trends in California | Lawrence Berkeley National Laboratory | http://eetd.lbl.gov/EA/emp/reports/59282-es.pdf | Y | 2006 | iv | 6 | ES-3 | Y | Numerical values provided by author.
Solar PV |  | CA - CPUC incentive program | Installed Costs - Capital Costs | Y | 3.8559 | $/WAC | 2001 - Q3-4 | 2004 | 2001 - Q3-4 | Average - simple |  | CPUC | Historical | Letting the Sun Shine on Solar Costs: Empirical Investigation of PV Cost Trends in California | Lawrence Berkeley National Laboratory | http://eetd.lbl.gov/EA/emp/reports/59282-es.pdf | Y | 2006 | iv | 6 | ES-3 | Y | Numerical values provided by author.
Solar PV |  | CA - California Energy Commission Incentive Program | Installed Costs - Capital Costs | Y | 3.5245 | $/WAC | 2002 - Q1-2 | 2004 | 2002 - Q1-2 | Average - simple | 1123 | California Energy Commission | Historical | Letting the Sun Shine on Solar Costs: Empirical Investigation of PV Cost Trends in California | Lawrence Berkeley National Laboratory | http://eetd.lbl.gov/EA/emp/reports/59282-es.pdf | Y | 2006 | iv | 6 | ES-3 | Y | Numerical values provided by author.
Solar PV |  | CA - California Energy Commission Incentive Program | Installed Costs - Capital Costs | Y | 3.5245 | $/WAC | 2002 - Q1-2 | 2004 | 2002 - Q1-2 | Median | 1123 | California Energy Commission | Historical | Letting the Sun Shine on Solar Costs: Empirical Investigation of PV Cost Trends in California | Lawrence Berkeley National Laboratory | http://eetd.lbl.gov/EA/emp/reports/59282-es.pdf | Y | 2006 | iv | 6 | ES-3 | Y | Numerical values provided by author.
Solar PV |  | CA - CPUC incentive program | Installed Costs - Capital Costs | Y | 3.5245 | $/WAC | 2002 - Q1-2 | 2004 | 2002 - Q1-2 | Average - simple |  | CPUC | Historical | Letting the Sun Shine on Solar Costs: Empirical Investigation of PV Cost Trends in California | Lawrence Berkeley National Laboratory | http://eetd.lbl.gov/EA/emp/reports/59282-es.pdf | Y | 2006 | iv | 6 | ES-3 | Y | Numerical values provided by author.
Solar PV |  | CA - California Energy Commission Incentive Program | Installed Costs - Capital Costs | Y | 3.5245 | $/WAC | 2002 - Q3-4 | 2004 | 2002 - Q3-4 | Average - simple | 1330 | California Energy Commission | Historical | Letting the Sun Shine on Solar Costs: Empirical Investigation of PV Cost Trends in California | Lawrence Berkeley National Laboratory | http://eetd.lbl.gov/EA/emp/reports/59282-es.pdf | Y | 2006 | iv | 6 | ES-3 | Y | Numerical values provided by author.
Solar PV |  | CA - California Energy Commission Incentive Program | Installed Costs - Capital Costs | Y | 3.5245 | $/WAC | 2002 - Q3-4 | 2004 | 2002 - Q3-4 | Median | 1330 | California Energy Commission | Historical | Letting the Sun Shine on Solar Costs: Empirical Investigation of PV Cost Trends in California | Lawrence Berkeley National Laboratory | http://eetd.lbl.gov/EA/emp/reports/59282-es.pdf | Y | 2006 | iv | 6 | ES-3 | Y | Numerical values provided by author.
Solar PV |  | CA - CPUC incentive program | Installed Costs - Capital Costs | Y | 3.5245 | $/WAC | 2002 - Q3-4 | 2004 | 2002 - Q3-4 | Average - simple |  | CPUC | Historical | Letting the Sun Shine on Solar Costs: Empirical Investigation of PV Cost Trends in California | Lawrence Berkeley National Laboratory | http://eetd.lbl.gov/EA/emp/reports/59282-es.pdf | Y | 2006 | iv | 6 | ES-3 | Y | Numerical values provided by author.
Solar PV |  | CA - California Energy Commission Incentive Program | Installed Costs - Capital Costs | Y | 3.2872 | $/WAC | 2003 - Q1-2 | 2004 | 2003 - Q1-2 | Average - simple | 3359 | California Energy Commission | Historical | Letting the Sun Shine on Solar Costs: Empirical Investigation of PV Cost Trends in California | Lawrence Berkeley National Laboratory | http://eetd.lbl.gov/EA/emp/reports/59282-es.pdf | Y | 2006 | iv | 6 | ES-3 | Y | Numerical values provided by author.
Solar PV |  | CA - California Energy Commission Incentive Program | Installed Costs - Capital Costs | Y | 3.2872 | $/WAC | 2003 - Q1-2 | 2004 | 2003 - Q1-2 | Median | 3359 | California Energy Commission | Historical | Letting the Sun Shine on Solar Costs: Empirical Investigation of PV Cost Trends in California | Lawrence Berkeley National Laboratory | http://eetd.lbl.gov/EA/emp/reports/59282-es.pdf | Y | 2006 | iv | 6 | ES-3 | Y | Numerical values provided by author.
Solar PV |  | CA - CPUC incentive program | Installed Costs - Capital Costs | Y | 3.2872 | $/WAC | 2003 - Q1-2 | 2004 | 2003 - Q1-2 | Average - simple |  | CPUC | Historical | Letting the Sun Shine on Solar Costs: Empirical Investigation of PV Cost Trends in California | Lawrence Berkeley National Laboratory | http://eetd.lbl.gov/EA/emp/reports/59282-es.pdf | Y | 2006 | iv | 6 | ES-3 | Y | Numerical values provided by author.
Solar PV |  | CA - California Energy Commission Incentive Program | Installed Costs - Capital Costs | Y | 3.2872 | $/WAC | 2003 - Q3-4 | 2004 | 2003 - Q3-4 | Average - simple | 3594 | California Energy Commission | Historical | Letting the Sun Shine on Solar Costs: Empirical Investigation of PV Cost Trends in California | Lawrence Berkeley National Laboratory | http://eetd.lbl.gov/EA/emp/reports/59282-es.pdf | Y | 2006 | iv | 6 | ES-3 | Y | Numerical values provided by author.
Solar PV |  | CA - California Energy Commission Incentive Program | Installed Costs - Capital Costs | Y | 3.2872 | $/WAC | 2003 - Q3-4 | 2004 | 2003 - Q3-4 | Median | 3594 | California Energy Commission | Historical | Letting the Sun Shine on Solar Costs: Empirical Investigation of PV Cost Trends in California | Lawrence Berkeley National Laboratory | http://eetd.lbl.gov/EA/emp/reports/59282-es.pdf | Y | 2006 | iv | 6 | ES-3 | Y | Numerical values provided by author.
Solar PV |  | CA - CPUC incentive program | Installed Costs - Capital Costs | Y | 3.2872 | $/WAC | 2003 - Q3-4 | 2004 | 2003 - Q3-4 | Average - simple |  | CPUC | Historical | Letting the Sun Shine on Solar Costs: Empirical Investigation of PV Cost Trends in California | Lawrence Berkeley National Laboratory | http://eetd.lbl.gov/EA/emp/reports/59282-es.pdf | Y | 2006 | iv | 6 | ES-3 | Y | Numerical values provided by author.
Solar PV |  | CA - California Energy Commission Incentive Program | Installed Costs - Capital Costs | Y | 3.4572 | $/WAC | 2004 - Q1-2 | 2004 | 2004 - Q1-2 | Average - simple | 3333 | California Energy Commission | Historical | Letting the Sun Shine on Solar Costs: Empirical Investigation of PV Cost Trends in California | Lawrence Berkeley National Laboratory | http://eetd.lbl.gov/EA/emp/reports/59282-es.pdf | Y | 2006 | iv | 6 | ES-3 | Y | Numerical values provided by author.
Solar PV |  | CA - California Energy Commission Incentive Program | Installed Costs - Capital Costs | Y | 3.4572 | $/WAC | 2004 - Q1-2 | 2004 | 2004 - Q1-2 | Median | 3333 | California Energy Commission | Historical | Letting the Sun Shine on Solar Costs: Empirical Investigation of PV Cost Trends in California | Lawrence Berkeley National Laboratory | http://eetd.lbl.gov/EA/emp/reports/59282-es.pdf | Y | 2006 | iv | 6 | ES-3 | Y | Numerical values provided by author.
Solar PV |  | CA - CPUC incentive program | Installed Costs - Capital Costs | Y | 3.4572 | $/WAC | 2004 - Q1-2 | 2004 | 2004 - Q1-2 | Average - simple |  | CPUC | Historical | Letting the Sun Shine on Solar Costs: Empirical Investigation of PV Cost Trends in California | Lawrence Berkeley National Laboratory | http://eetd.lbl.gov/EA/emp/reports/59282-es.pdf | Y | 2006 | iv | 6 | ES-3 | Y | Numerical values provided by author.
Solar PV |  | CA - California Energy Commission Incentive Program | Installed Costs - Capital Costs | Y | 3.4572 | $/WAC | 2004 - Q3-4 | 2004 | 2004 - Q3-4 | Average - simple | 2181 | California Energy Commission | Historical | Letting the Sun Shine on Solar Costs: Empirical Investigation of PV Cost Trends in California | Lawrence Berkeley National Laboratory | http://eetd.lbl.gov/EA/emp/reports/59282-es.pdf | Y | 2006 | iv | 6 | ES-3 | Y | Numerical values provided by author.
Solar PV |  | CA - California Energy Commission Incentive Program | Installed Costs - Capital Costs | Y | 3.4572 | $/WAC | 2004 - Q3-4 | 2004 | 2004 - Q3-4 | Median | 2181 | California Energy Commission | Historical | Letting the Sun Shine on Solar Costs: Empirical Investigation of PV Cost Trends in California | Lawrence Berkeley National Laboratory | http://eetd.lbl.gov/EA/emp/reports/59282-es.pdf | Y | 2006 | iv | 6 | ES-3 | Y | Numerical values provided by author.
Solar PV |  | CA - CPUC incentive program | Installed Costs - Capital Costs | Y | 3.4572 | $/WAC | 2004 - Q3-4 | 2004 | 2004 - Q3-4 | Average - simple |  | CPUC | Historical | Letting the Sun Shine on Solar Costs: Empirical Investigation of PV Cost Trends in California | Lawrence Berkeley National Laboratory | http://eetd.lbl.gov/EA/emp/reports/59282-es.pdf | Y | 2006 | iv | 6 | ES-3 | Y | Numerical values provided by author.
Solar PV |  | CA - California Energy Commission Incentive Program | Installed Costs - Capital Costs | Y | 3.5339 | $/WAC | 2005 - Q1-2 | 2004 | 2005 - Q1-2 | Average - simple | 229 | California Energy Commission | Historical | Letting the Sun Shine on Solar Costs: Empirical Investigation of PV Cost Trends in California | Lawrence Berkeley National Laboratory | http://eetd.lbl.gov/EA/emp/reports/59282-es.pdf | Y | 2006 | iv | 6 | ES-3 | Y | Numerical values provided by author.
Solar PV |  | CA - California Energy Commission Incentive Program | Installed Costs - Capital Costs | Y | 3.5339 | $/WAC | 2005 - Q1-2 | 2004 | 2005 - Q1-2 | Median | 229 | California Energy Commission | Historical | Letting the Sun Shine on Solar Costs: Empirical Investigation of PV Cost Trends in California | Lawrence Berkeley National Laboratory | http://eetd.lbl.gov/EA/emp/reports/59282-es.pdf | Y | 2006 | iv | 6 | ES-3 | Y | Numerical values provided by author.
Solar PV |  | CA - CPUC incentive program | Installed Costs - Capital Costs | Y | 3.5339 | $/WAC | 2005 - Q1-2 | 2004 | 2005 - Q1-2 | Average - simple |  | CPUC | Historical | Letting the Sun Shine on Solar Costs: Empirical Investigation of PV Cost Trends in California | Lawrence Berkeley National Laboratory | http://eetd.lbl.gov/EA/emp/reports/59282-es.pdf | Y | 2006 | iv | 6 | ES-3 | Y | Numerical values provided by author.
Solar PV |  | CA - California Energy Commission Incentive Program | Installed Costs - Excluding Capital Costs | Y | 8.3014 | $/WAC | 1998 - Q1-2 | 2004 | 1998 - Q1-2 | Average - simple | 34 | California Energy Commission | Historical | Letting the Sun Shine on Solar Costs: Empirical Investigation of PV Cost Trends in California | Lawrence Berkeley National Laboratory | http://eetd.lbl.gov/EA/emp/reports/59282-es.pdf | Y | 2006 | iv | 6 | ES-3 | Y | Numerical values provided by author.
Solar PV |  | CA - California Energy Commission Incentive Program | Installed Costs - Excluding Capital Costs | Y | 7.155 | $/WAC | 1998 - Q1-2 | 2004 | 1998 - Q1-2 | Median | 34 | California Energy Commission | Historical | Letting the Sun Shine on Solar Costs: Empirical Investigation of PV Cost Trends in California | Lawrence Berkeley National Laboratory | http://eetd.lbl.gov/EA/emp/reports/59282-es.pdf | Y | 2006 | iv | 6 | ES-3 | Y | Numerical values provided by author.
Solar PV |  | CA - California Energy Commission Incentive Program | Installed Costs - Excluding Capital Costs | Y | 7.6735 | $/WAC | 1998 - Q3-4 | 2004 | 1998 - Q3-4 | Average - simple | 76 | California Energy Commission | Historical | Letting the Sun Shine on Solar Costs: Empirical Investigation of PV Cost Trends in California | Lawrence Berkeley National Laboratory | http://eetd.lbl.gov/EA/emp/reports/59282-es.pdf | Y | 2006 | iv | 6 | ES-3 | Y | Numerical values provided by author.
Solar PV |  | CA - California Energy Commission Incentive Program | Installed Costs - Excluding Capital Costs | Y | 7.0379 | $/WAC | 1998 - Q3-4 | 2004 | 1998 - Q3-4 | Median | 76 | California Energy Commission | Historical | Letting the Sun Shine on Solar Costs: Empirical Investigation of PV Cost Trends in California | Lawrence Berkeley National Laboratory | http://eetd.lbl.gov/EA/emp/reports/59282-es.pdf | Y | 2006 | iv | 6 | ES-3 | Y | Numerical values provided by author.
Solar PV |  | CA - California Energy Commission Incentive Program | Installed Costs - Excluding Capital Costs | Y | 7.5362 | $/WAC | 1999 - Q1-2 | 2004 | 1999 - Q1-2 | Average - simple | 106 | California Energy Commission | Historical | Letting the Sun Shine on Solar Costs: Empirical Investigation of PV Cost Trends in California | Lawrence Berkeley National Laboratory | http://eetd.lbl.gov/EA/emp/reports/59282-es.pdf | Y | 2006 | iv | 6 | ES-3 | Y | Numerical values provided by author.
Solar PV |  | CA - California Energy Commission Incentive Program | Installed Costs - Excluding Capital Costs | Y | 6.9907 | $/WAC | 1999 - Q1-2 | 2004 | 1999 - Q1-2 | Median | 106 | California Energy Commission | Historical | Letting the Sun Shine on Solar Costs: Empirical Investigation of PV Cost Trends in California | Lawrence Berkeley National Laboratory | http://eetd.lbl.gov/EA/emp/reports/59282-es.pdf | Y | 2006 | iv | 6 | ES-3 | Y | Numerical values provided by author.
Solar PV |  | CA - California Energy Commission Incentive Program | Installed Costs - Excluding Capital Costs | Y | 8.2798 | $/WAC | 1999 - Q3-4 | 2004 | 1999 - Q3-4 | Average - simple | 92 | California Energy Commission | Historical | Letting the Sun Shine on Solar Costs: Empirical Investigation of PV Cost Trends in California | Lawrence Berkeley National Laboratory | http://eetd.lbl.gov/EA/emp/reports/59282-es.pdf | Y | 2006 | iv | 6 | ES-3 | Y | Numerical values provided by author.
Solar PV |  | CA - California Energy Commission Incentive Program | Installed Costs - Excluding Capital Costs | Y | 7.5732 | $/WAC | 1999 - Q3-4 | 2004 | 1999 - Q3-4 | Median | 92 | California Energy Commission | Historical | Letting the Sun Shine on Solar Costs: Empirical Investigation of PV Cost Trends in California | Lawrence Berkeley National Laboratory | http://eetd.lbl.gov/EA/emp/reports/59282-es.pdf | Y | 2006 | iv | 6 | ES-3 | Y | Numerical values provided by author.
Solar PV |  | CA - California Energy Commission Incentive Program | Installed Costs - Excluding Capital Costs | Y | 7.5302 | $/WAC | 2000 - Q1-2 | 2004 | 2000 - Q1-2 | Average - simple | 70 | California Energy Commission | Historical | Letting the Sun Shine on Solar Costs: Empirical Investigation of PV Cost Trends in California | Lawrence Berkeley National Laboratory | http://eetd.lbl.gov/EA/emp/reports/59282-es.pdf | Y | 2006 | iv | 6 | ES-3 | Y | Numerical values provided by author.
Solar PV |  | CA - California Energy Commission Incentive Program | Installed Costs - Excluding Capital Costs | Y | 6.9606 | $/WAC | 2000 - Q1-2 | 2004 | 2000 - Q1-2 | Median | 70 | California Energy Commission | Historical | Letting the Sun Shine on Solar Costs: Empirical Investigation of PV Cost Trends in California | Lawrence Berkeley National Laboratory | http://eetd.lbl.gov/EA/emp/reports/59282-es.pdf | Y | 2006 | iv | 6 | ES-3 | Y | Numerical values provided by author.
Solar PV |  | CA - California Energy Commission Incentive Program | Installed Costs - Excluding Capital Costs | Y | 6.3012 | $/WAC | 2000 - Q3-4 | 2004 | 2000 - Q3-4 | Average - simple | 122 | California Energy Commission | Historical | Letting the Sun Shine on Solar Costs: Empirical Investigation of PV Cost Trends in California | Lawrence Berkeley National Laboratory | http://eetd.lbl.gov/EA/emp/reports/59282-es.pdf | Y | 2006 | iv | 6 | ES-3 | Y | Numerical values provided by author.
Solar PV |  | CA - California Energy Commission Incentive Program | Installed Costs - Excluding Capital Costs | Y | 5.1864 | $/WAC | 2000 - Q3-4 | 2004 | 2000 - Q3-4 | Median | 122 | California Energy Commission | Historical | Letting the Sun Shine on Solar Costs: Empirical Investigation of PV Cost Trends in California | Lawrence Berkeley National Laboratory | http://eetd.lbl.gov/EA/emp/reports/59282-es.pdf | Y | 2006 | iv | 6 | ES-3 | Y | Numerical values provided by author.
Solar PV |  | CA - California Energy Commission Incentive Program | Installed Costs - Excluding Capital Costs | Y | 7.0035 | $/WAC | 2001 - Q1-2 | 2004 | 2001 - Q1-2 | Average - simple | 989 | California Energy Commission | Historical | Letting the Sun Shine on Solar Costs: Empirical Investigation of PV Cost Trends in California | Lawrence Berkeley National Laboratory | http://eetd.lbl.gov/EA/emp/reports/59282-es.pdf | Y | 2006 | iv | 6 | ES-3 | Y | Numerical values provided by author.
Solar PV |  | CA - California Energy Commission Incentive Program | Installed Costs - Excluding Capital Costs | Y | 6.4357 | $/WAC | 2001 - Q1-2 | 2004 | 2001 - Q1-2 | Median | 989 | California Energy Commission | Historical | Letting the Sun Shine on Solar Costs: Empirical Investigation of PV Cost Trends in California | Lawrence Berkeley National Laboratory | http://eetd.lbl.gov/EA/emp/reports/59282-es.pdf | Y | 2006 | iv | 6 | ES-3 | Y | Numerical values provided by author.
Solar PV |  | CA - California Energy Commission Incentive Program | Installed Costs - Excluding Capital Costs | Y | 7.3402 | $/WAC | 2001 - Q3-4 | 2004 | 2001 - Q3-4 | Average - simple | 1251 | California Energy Commission | Historical | Letting the Sun Shine on Solar Costs: Empirical Investigation of PV Cost Trends in California | Lawrence Berkeley National Laboratory | http://eetd.lbl.gov/EA/emp/reports/59282-es.pdf | Y | 2006 | iv | 6 | ES-3 | Y | Numerical values provided by author.
Solar PV |  | CA - California Energy Commission Incentive Program | Installed Costs - Excluding Capital Costs | Y | 6.7442 | $/WAC | 2001 - Q3-4 | 2004 | 2001 - Q3-4 | Median | 1251 | California Energy Commission | Historical | Letting the Sun Shine on Solar Costs: Empirical Investigation of PV Cost Trends in California | Lawrence Berkeley National Laboratory | http://eetd.lbl.gov/EA/emp/reports/59282-es.pdf | Y | 2006 | iv | 6 | ES-3 | Y | Numerical values provided by author.
Solar PV |  | CA - CPUC incentive program | Installed Costs - Excluding Capital Costs | Y | 4.6032 | $/WAC | 2001 - Q3-4 | 2004 | 2001 - Q3-4 | Average - simple |  | CPUC | Historical | Letting the Sun Shine on Solar Costs: Empirical Investigation of PV Cost Trends in California | Lawrence Berkeley National Laboratory | http://eetd.lbl.gov/EA/emp/reports/59282-es.pdf | Y | 2006 | iv | 6 | ES-3 | Y | Numerical values provided by author.
Solar PV |  | CA - California Energy Commission Incentive Program | Installed Costs - Excluding Capital Costs | Y | 7.464 | $/WAC | 2002 - Q1-2 | 2004 | 2002 - Q1-2 | Average - simple | 1123 | California Energy Commission | Historical | Letting the Sun Shine on Solar Costs: Empirical Investigation of PV Cost Trends in California | Lawrence Berkeley National Laboratory | http://eetd.lbl.gov/EA/emp/reports/59282-es.pdf | Y | 2006 | iv | 6 | ES-3 | Y | Numerical values provided by author.
Solar PV |  | CA - California Energy Commission Incentive Program | Installed Costs - Excluding Capital Costs | Y | 7.0916 | $/WAC | 2002 - Q1-2 | 2004 | 2002 - Q1-2 | Median | 1123 | California Energy Commission | Historical | Letting the Sun Shine on Solar Costs: Empirical Investigation of PV Cost Trends in California | Lawrence Berkeley National Laboratory | http://eetd.lbl.gov/EA/emp/reports/59282-es.pdf | Y | 2006 | iv | 6 | ES-3 | Y | Numerical values provided by author.
Solar PV |  | CA - CPUC incentive program | Installed Costs - Excluding Capital Costs | Y | 5.2503 | $/WAC | 2002 - Q1-2 | 2004 | 2002 - Q1-2 | Average - simple |  | CPUC | Historical | Letting the Sun Shine on Solar Costs: Empirical Investigation of PV Cost Trends in California | Lawrence Berkeley National Laboratory | http://eetd.lbl.gov/EA/emp/reports/59282-es.pdf | Y | 2006 | iv | 6 | ES-3 | Y | Numerical values provided by author.
Solar PV |  | CA - California Energy Commission Incentive Program | Installed Costs - Excluding Capital Costs | Y | 6.7946 | $/WAC | 2002 - Q3-4 | 2004 | 2002 - Q3-4 | Average - simple | 1330 | California Energy Commission | Historical | Letting the Sun Shine on Solar Costs: Empirical Investigation of PV Cost Trends in California | Lawrence Berkeley National Laboratory | http://eetd.lbl.gov/EA/emp/reports/59282-es.pdf | Y | 2006 | iv | 6 | ES-3 | Y | Numerical values provided by author.
Solar PV |  | CA - California Energy Commission Incentive Program | Installed Costs - Excluding Capital Costs | Y | 6.7033 | $/WAC | 2002 - Q3-4 | 2004 | 2002 - Q3-4 | Median | 1330 | California Energy Commission | Historical | Letting the Sun Shine on Solar Costs: Empirical Investigation of PV Cost Trends in California | Lawrence Berkeley National Laboratory | http://eetd.lbl.gov/EA/emp/reports/59282-es.pdf | Y | 2006 | iv | 6 | ES-3 | Y | Numerical values provided by author.
Solar PV |  | CA - CPUC incentive program | Installed Costs - Excluding Capital Costs | Y | 5.8703 | $/WAC | 2002 - Q3-4 | 2004 | 2002 - Q3-4 | Average - simple |  | CPUC | Historical | Letting the Sun Shine on Solar Costs: Empirical Investigation of PV Cost Trends in California | Lawrence Berkeley National Laboratory | http://eetd.lbl.gov/EA/emp/reports/59282-es.pdf | Y | 2006 | iv | 6 | ES-3 | Y | Numerical values provided by author.
Solar PV |  | CA - California Energy Commission Incentive Program | Installed Costs - Excluding Capital Costs | Y | 6.1927 | $/WAC | 2003 - Q1-2 | 2004 | 2003 - Q1-2 | Average - simple | 3359 | California Energy Commission | Historical | Letting the Sun Shine on Solar Costs: Empirical Investigation of PV Cost Trends in California | Lawrence Berkeley National Laboratory | http://eetd.lbl.gov/EA/emp/reports/59282-es.pdf | Y | 2006 | iv | 6 | ES-3 | Y | Numerical values provided by author.
Solar PV |  | CA - California Energy Commission Incentive Program | Installed Costs - Excluding Capital Costs | Y | 6.2116 | $/WAC | 2003 - Q1-2 | 2004 | 2003 - Q1-2 | Median | 3359 | California Energy Commission | Historical | Letting the Sun Shine on Solar Costs: Empirical Investigation of PV Cost Trends in California | Lawrence Berkeley National Laboratory | http://eetd.lbl.gov/EA/emp/reports/59282-es.pdf | Y | 2006 | iv | 6 | ES-3 | Y | Numerical values provided by author.
Solar PV |  | CA - CPUC incentive program | Installed Costs - Excluding Capital Costs | Y | 6.1588 | $/WAC | 2003 - Q1-2 | 2004 | 2003 - Q1-2 | Average - simple |  | CPUC | Historical | Letting the Sun Shine on Solar Costs: Empirical Investigation of PV Cost Trends in California | Lawrence Berkeley National Laboratory | http://eetd.lbl.gov/EA/emp/reports/59282-es.pdf | Y | 2006 | iv | 6 | ES-3 | Y | Numerical values provided by author.
Solar PV |  | CA - California Energy Commission Incentive Program | Installed Costs - Excluding Capital Costs | Y | 5.955 | $/WAC | 2003 - Q3-4 | 2004 | 2003 - Q3-4 | Average - simple | 3594 | California Energy Commission | Historical | Letting the Sun Shine on Solar Costs: Empirical Investigation of PV Cost Trends in California | Lawrence Berkeley National Laboratory | http://eetd.lbl.gov/EA/emp/reports/59282-es.pdf | Y | 2006 | iv | 6 | ES-3 | Y | Numerical values provided by author.
Solar PV |  | CA - California Energy Commission Incentive Program | Installed Costs - Excluding Capital Costs | Y | 5.923 | $/WAC | 2003 - Q3-4 | 2004 | 2003 - Q3-4 | Median | 3594 | California Energy Commission | Historical | Letting the Sun Shine on Solar Costs: Empirical Investigation of PV Cost Trends in California | Lawrence Berkeley National Laboratory | http://eetd.lbl.gov/EA/emp/reports/59282-es.pdf | Y | 2006 | iv | 6 | ES-3 | Y | Numerical values provided by author.
Solar PV |  | CA - CPUC incentive program | Installed Costs - Excluding Capital Costs | Y | 5.7722 | $/WAC | 2003 - Q3-4 | 2004 | 2003 - Q3-4 | Average - simple |  | CPUC | Historical | Letting the Sun Shine on Solar Costs: Empirical Investigation of PV Cost Trends in California | Lawrence Berkeley National Laboratory | http://eetd.lbl.gov/EA/emp/reports/59282-es.pdf | Y | 2006 | iv | 6 | ES-3 | Y | Numerical values provided by author.
Solar PV |  | CA - California Energy Commission Incentive Program | Installed Costs - Excluding Capital Costs | Y | 5.2498 | $/WAC | 2004 - Q1-2 | 2004 | 2004 - Q1-2 | Average - simple | 3333 | California Energy Commission | Historical | Letting the Sun Shine on Solar Costs: Empirical Investigation of PV Cost Trends in California | Lawrence Berkeley National Laboratory | http://eetd.lbl.gov/EA/emp/reports/59282-es.pdf | Y | 2006 | iv | 6 | ES-3 | Y | Numerical values provided by author.
Solar PV |  | CA - California Energy Commission Incentive Program | Installed Costs - Excluding Capital Costs | Y | 5.1324 | $/WAC | 2004 - Q1-2 | 2004 | 2004 - Q1-2 | Median | 3333 | California Energy Commission | Historical | Letting the Sun Shine on Solar Costs: Empirical Investigation of PV Cost Trends in California | Lawrence Berkeley National Laboratory | http://eetd.lbl.gov/EA/emp/reports/59282-es.pdf | Y | 2006 | iv | 6 | ES-3 | Y | Numerical values provided by author.
Solar PV |  | CA - CPUC incentive program | Installed Costs - Excluding Capital Costs | Y | 5.3076 | $/WAC | 2004 - Q1-2 | 2004 | 2004 - Q1-2 | Average - simple |  | CPUC | Historical | Letting the Sun Shine on Solar Costs: Empirical Investigation of PV Cost Trends in California | Lawrence Berkeley National Laboratory | http://eetd.lbl.gov/EA/emp/reports/59282-es.pdf | Y | 2006 | iv | 6 | ES-3 | Y | Numerical values provided by author.
Solar PV |  | CA - California Energy Commission Incentive Program | Installed Costs - Excluding Capital Costs | Y | 5.2911 | $/WAC | 2004 - Q3-4 | 2004 | 2004 - Q3-4 | Average - simple | 2181 | California Energy Commission | Historical | Letting the Sun Shine on Solar Costs: Empirical Investigation of PV Cost Trends in California | Lawrence Berkeley National Laboratory | http://eetd.lbl.gov/EA/emp/reports/59282-es.pdf | Y | 2006 | iv | 6 | ES-3 | Y | Numerical values provided by author.
Solar PV |  | CA - California Energy Commission Incentive Program | Installed Costs - Excluding Capital Costs | Y | 5.2108 | $/WAC | 2004 - Q3-4 | 2004 | 2004 - Q3-4 | Median | 2181 | California Energy Commission | Historical | Letting the Sun Shine on Solar Costs: Empirical Investigation of PV Cost Trends in California | Lawrence Berkeley National Laboratory | http://eetd.lbl.gov/EA/emp/reports/59282-es.pdf | Y | 2006 | iv | 6 | ES-3 | Y | Numerical values provided by author.
Solar PV |  | CA - CPUC incentive program | Installed Costs - Excluding Capital Costs | Y | 5.4467 | $/WAC | 2004 - Q3-4 | 2004 | 2004 - Q3-4 | Average - simple |  | CPUC | Historical | Letting the Sun Shine on Solar Costs: Empirical Investigation of PV Cost Trends in California | Lawrence Berkeley National Laboratory | http://eetd.lbl.gov/EA/emp/reports/59282-es.pdf | Y | 2006 | iv | 6 | ES-3 | Y | Numerical values provided by author.
Solar PV |  | CA - California Energy Commission Incentive Program | Installed Costs - Excluding Capital Costs | Y | 5.1375 | $/WAC | 2005 - Q1-2 | 2004 | 2005 - Q1-2 | Average - simple | 229 | California Energy Commission | Historical | Letting the Sun Shine on Solar Costs: Empirical Investigation of PV Cost Trends in California | Lawrence Berkeley National Laboratory | http://eetd.lbl.gov/EA/emp/reports/59282-es.pdf | Y | 2006 | iv | 6 | ES-3 | Y | Numerical values provided by author.
Solar PV |  | CA - California Energy Commission Incentive Program | Installed Costs - Excluding Capital Costs | Y | 5.0544 | $/WAC | 2005 - Q1-2 | 2004 | 2005 - Q1-2 | Median | 229 | California Energy Commission | Historical | Letting the Sun Shine on Solar Costs: Empirical Investigation of PV Cost Trends in California | Lawrence Berkeley National Laboratory | http://eetd.lbl.gov/EA/emp/reports/59282-es.pdf | Y | 2006 | iv | 6 | ES-3 | Y | Numerical values provided by author.
Solar PV |  | CA - CPUC incentive program | Installed Costs - Excluding Capital Costs | Y | 4.8442 | $/WAC | 2005 - Q1-2 | 2004 | 2005 - Q1-2 | Average - simple |  | CPUC | Historical | Letting the Sun Shine on Solar Costs: Empirical Investigation of PV Cost Trends in California | Lawrence Berkeley National Laboratory | http://eetd.lbl.gov/EA/emp/reports/59282-es.pdf | Y | 2006 | iv | 6 | ES-3 | Y | Numerical values provided by author.
Solar PV |  | CA - California Energy Commission Incentive Program | Installed Costs - Total | N | 9.2839 | $/WAC | 1998 - Q1-2 | 2004 | 1998 - Q1-2 | Average - simple | 34 | California Energy Commission | Historical | Letting the Sun Shine on Solar Costs: Empirical Investigation of PV Cost Trends in California | Lawrence Berkeley National Laboratory | http://eetd.lbl.gov/EA/emp/reports/59282-es.pdf | Y | 2006 | iv | 6 | ES-3 | Y | Numerical values provided by author.
Solar PV |  | CA - California Energy Commission Incentive Program | Installed Costs - Total | N | 8.6937 | $/WAC | 1998 - Q3-4 | 2004 | 1998 - Q3-4 | Average - simple | 76 | California Energy Commission | Historical | Letting the Sun Shine on Solar Costs: Empirical Investigation of PV Cost Trends in California | Lawrence Berkeley National Laboratory | http://eetd.lbl.gov/EA/emp/reports/59282-es.pdf | Y | 2006 | iv | 6 | ES-3 | Y | Numerical values provided by author.
Solar PV |  | CA - California Energy Commission Incentive Program | Installed Costs - Total | N | 8.5301 | $/WAC | 1999 - Q1-2 | 2004 | 1999 - Q1-2 | Average - simple | 106 | California Energy Commission | Historical | Letting the Sun Shine on Solar Costs: Empirical Investigation of PV Cost Trends in California | Lawrence Berkeley National Laboratory | http://eetd.lbl.gov/EA/emp/reports/59282-es.pdf | Y | 2006 | iv | 6 | ES-3 | Y | Numerical values provided by author.
Solar PV |  | CA - California Energy Commission Incentive Program | Installed Costs - Total | N | 9.3494 | $/WAC | 1999 - Q3-4 | 2004 | 1999 - Q3-4 | Average - simple | 92 | California Energy Commission | Historical | Letting the Sun Shine on Solar Costs: Empirical Investigation of PV Cost Trends in California | Lawrence Berkeley National Laboratory | http://eetd.lbl.gov/EA/emp/reports/59282-es.pdf | Y | 2006 | iv | 6 | ES-3 | Y | Numerical values provided by author.
Solar PV |  | CA - California Energy Commission Incentive Program | Installed Costs - Total | N | 8.5026 | $/WAC | 2000 - Q1-2 | 2004 | 2000 - Q1-2 | Average - simple | 70 | California Energy Commission | Historical | Letting the Sun Shine on Solar Costs: Empirical Investigation of PV Cost Trends in California | Lawrence Berkeley National Laboratory | http://eetd.lbl.gov/EA/emp/reports/59282-es.pdf | Y | 2006 | iv | 6 | ES-3 | Y | Numerical values provided by author.
Solar PV |  | CA - California Energy Commission Incentive Program | Installed Costs - Total | N | 7.3377 | $/WAC | 2000 - Q3-4 | 2004 | 2000 - Q3-4 | Average - simple | 122 | California Energy Commission | Historical | Letting the Sun Shine on Solar Costs: Empirical Investigation of PV Cost Trends in California | Lawrence Berkeley National Laboratory | http://eetd.lbl.gov/EA/emp/reports/59282-es.pdf | Y | 2006 | iv | 6 | ES-3 | Y | Numerical values provided by author.
Solar PV |  | CA - California Energy Commission Incentive Program | Installed Costs - Total | N | 6.1946 | $/WAC | 2001 - Q1-2 | 2004 | 2001 - Q1-2 | Average - simple | 989 | California Energy Commission | Historical | Letting the Sun Shine on Solar Costs: Empirical Investigation of PV Cost Trends in California | Lawrence Berkeley National Laboratory | http://eetd.lbl.gov/EA/emp/reports/59282-es.pdf | Y | 2006 | iv | 6 | ES-3 | Y | Numerical values provided by author.
Solar PV |  | CA - California Energy Commission Incentive Program | Installed Costs - Total | N | 6.4096 | $/WAC | 2001 - Q3-4 | 2004 | 2001 - Q3-4 | Average - simple | 1251 | California Energy Commission | Historical | Letting the Sun Shine on Solar Costs: Empirical Investigation of PV Cost Trends in California | Lawrence Berkeley National Laboratory | http://eetd.lbl.gov/EA/emp/reports/59282-es.pdf | Y | 2006 | iv | 6 | ES-3 | Y | Numerical values provided by author.
Solar PV |  | CA - California Energy Commission Incentive Program | Installed Costs - Total | N | 6.2375 | $/WAC | 2002 - Q1-2 | 2004 | 2002 - Q1-2 | Average - simple | 1123 | California Energy Commission | Historical | Letting the Sun Shine on Solar Costs: Empirical Investigation of PV Cost Trends in California | Lawrence Berkeley National Laboratory | http://eetd.lbl.gov/EA/emp/reports/59282-es.pdf | Y | 2006 | iv | 6 | ES-3 | Y | Numerical values provided by author.
Solar PV |  | CA - California Energy Commission Incentive Program | Installed Costs - Total | N | 5.6148 | $/WAC | 2002 - Q3-4 | 2004 | 2002 - Q3-4 | Average - simple | 1330 | California Energy Commission | Historical | Letting the Sun Shine on Solar Costs: Empirical Investigation of PV Cost Trends in California | Lawrence Berkeley National Laboratory | http://eetd.lbl.gov/EA/emp/reports/59282-es.pdf | Y | 2006 | iv | 6 | ES-3 | Y | Numerical values provided by author.
Solar PV |  | CA - California Energy Commission Incentive Program | Installed Costs - Total | N | 5.3636 | $/WAC | 2003 - Q1-2 | 2004 | 2003 - Q1-2 | Average - simple | 3359 | California Energy Commission | Historical | Letting the Sun Shine on Solar Costs: Empirical Investigation of PV Cost Trends in California | Lawrence Berkeley National Laboratory | http://eetd.lbl.gov/EA/emp/reports/59282-es.pdf | Y | 2006 | iv | 6 | ES-3 | Y | Numerical values provided by author.
Solar PV |  | CA - California Energy Commission Incentive Program | Installed Costs - Total | N | 5.3564 | $/WAC | 2003 - Q3-4 | 2004 | 2003 - Q3-4 | Average - simple | 3594 | California Energy Commission | Historical | Letting the Sun Shine on Solar Costs: Empirical Investigation of PV Cost Trends in California | Lawrence Berkeley National Laboratory | http://eetd.lbl.gov/EA/emp/reports/59282-es.pdf | Y | 2006 | iv | 6 | ES-3 | Y | Numerical values provided by author.
Solar PV |  | CA - California Energy Commission Incentive Program | Installed Costs - Total | N | 5.5036 | $/WAC | 2004 - Q1-2 | 2004 | 2004 - Q1-2 | Average - simple | 3333 | California Energy Commission | Historical | Letting the Sun Shine on Solar Costs: Empirical Investigation of PV Cost Trends in California | Lawrence Berkeley National Laboratory | http://eetd.lbl.gov/EA/emp/reports/59282-es.pdf | Y | 2006 | iv | 6 | ES-3 | Y | Numerical values provided by author.
Solar PV |  | CA - California Energy Commission Incentive Program | Installed Costs - Total | N | 5.7786 | $/WAC | 2004 - Q3-4 | 2004 | 2004 - Q3-4 | Average - simple | 2181 | California Energy Commission | Historical | Letting the Sun Shine on Solar Costs: Empirical Investigation of PV Cost Trends in California | Lawrence Berkeley National Laboratory | http://eetd.lbl.gov/EA/emp/reports/59282-es.pdf | Y | 2006 | iv | 6 | ES-3 | Y | Numerical values provided by author.
Solar PV |  | CA - California Energy Commission Incentive Program | Installed Costs - Total | N | 5.9246 | $/WAC | 2005 - Q1-2 | 2004 | 2005 - Q1-2 | Average - simple | 229 | California Energy Commission | Historical | Letting the Sun Shine on Solar Costs: Empirical Investigation of PV Cost Trends in California | Lawrence Berkeley National Laboratory | http://eetd.lbl.gov/EA/emp/reports/59282-es.pdf | Y | 2006 | iv | 6 | ES-3 | Y | Numerical values provided by author.
Solar PV |  | CA - California Energy Commission Incentive Program | Installed Costs - Total | N | 8.1331 | $/WAC | 1998 - Q1-2 | 2004 | 1998 - Q1-2 | Median | 34 | California Energy Commission | Historical | Letting the Sun Shine on Solar Costs: Empirical Investigation of PV Cost Trends in California | Lawrence Berkeley National Laboratory | http://eetd.lbl.gov/EA/emp/reports/59282-es.pdf | Y | 2006 | iv | 6 | ES-3 | Y | Numerical values provided by author.
Solar PV |  | CA - California Energy Commission Incentive Program | Installed Costs - Total | N | 8.0607 | $/WAC | 1998 - Q3-4 | 2004 | 1998 - Q3-4 | Median | 76 | California Energy Commission | Historical | Letting the Sun Shine on Solar Costs: Empirical Investigation of PV Cost Trends in California | Lawrence Berkeley National Laboratory | http://eetd.lbl.gov/EA/emp/reports/59282-es.pdf | Y | 2006 | iv | 6 | ES-3 | Y | Numerical values provided by author.
Solar PV |  | CA - California Energy Commission Incentive Program | Installed Costs - Total | N | 7.9903 | $/WAC | 1999 - Q1-2 | 2004 | 1999 - Q1-2 | Median | 106 | California Energy Commission | Historical | Letting the Sun Shine on Solar Costs: Empirical Investigation of PV Cost Trends in California | Lawrence Berkeley National Laboratory | http://eetd.lbl.gov/EA/emp/reports/59282-es.pdf | Y | 2006 | iv | 6 | ES-3 | Y | Numerical values provided by author.
Solar PV |  | CA - California Energy Commission Incentive Program | Installed Costs - Total | N | 8.6234 | $/WAC | 1999 - Q3-4 | 2004 | 1999 - Q3-4 | Median | 92 | California Energy Commission | Historical | Letting the Sun Shine on Solar Costs: Empirical Investigation of PV Cost Trends in California | Lawrence Berkeley National Laboratory | http://eetd.lbl.gov/EA/emp/reports/59282-es.pdf | Y | 2006 | iv | 6 | ES-3 | Y | Numerical values provided by author.
Solar PV |  | CA - California Energy Commission Incentive Program | Installed Costs - Total | N | 7.9383 | $/WAC | 2000 - Q1-2 | 2004 | 2000 - Q1-2 | Median | 70 | California Energy Commission | Historical | Letting the Sun Shine on Solar Costs: Empirical Investigation of PV Cost Trends in California | Lawrence Berkeley National Laboratory | http://eetd.lbl.gov/EA/emp/reports/59282-es.pdf | Y | 2006 | iv | 6 | ES-3 | Y | Numerical values provided by author.
Solar PV |  | CA - California Energy Commission Incentive Program | Installed Costs - Total | N | 6.2214 | $/WAC | 2000 - Q3-4 | 2004 | 2000 - Q3-4 | Median | 122 | California Energy Commission | Historical | Letting the Sun Shine on Solar Costs: Empirical Investigation of PV Cost Trends in California | Lawrence Berkeley National Laboratory | http://eetd.lbl.gov/EA/emp/reports/59282-es.pdf | Y | 2006 | iv | 6 | ES-3 | Y | Numerical values provided by author.
Solar PV |  | CA - California Energy Commission Incentive Program | Installed Costs - Total | N | 5.5001 | $/WAC | 2001 - Q1-2 | 2004 | 2001 - Q1-2 | Median | 989 | California Energy Commission | Historical | Letting the Sun Shine on Solar Costs: Empirical Investigation of PV Cost Trends in California | Lawrence Berkeley National Laboratory | http://eetd.lbl.gov/EA/emp/reports/59282-es.pdf | Y | 2006 | iv | 6 | ES-3 | Y | Numerical values provided by author.
Solar PV |  | CA - California Energy Commission Incentive Program | Installed Costs - Total | N | 5.8113 | $/WAC | 2001 - Q3-4 | 2004 | 2001 - Q3-4 | Median | 1251 | California Energy Commission | Historical | Letting the Sun Shine on Solar Costs: Empirical Investigation of PV Cost Trends in California | Lawrence Berkeley National Laboratory | http://eetd.lbl.gov/EA/emp/reports/59282-es.pdf | Y | 2006 | iv | 6 | ES-3 | Y | Numerical values provided by author.
Solar PV |  | CA - California Energy Commission Incentive Program | Installed Costs - Total | N | 5.878 | $/WAC | 2002 - Q1-2 | 2004 | 2002 - Q1-2 | Median | 1123 | California Energy Commission | Historical | Letting the Sun Shine on Solar Costs: Empirical Investigation of PV Cost Trends in California | Lawrence Berkeley National Laboratory | http://eetd.lbl.gov/EA/emp/reports/59282-es.pdf | Y | 2006 | iv | 6 | ES-3 | Y | Numerical values provided by author.
Solar PV |  | CA - California Energy Commission Incentive Program | Installed Costs - Total | N | 5.5264 | $/WAC | 2002 - Q3-4 | 2004 | 2002 - Q3-4 | Median | 1330 | California Energy Commission | Historical | Letting the Sun Shine on Solar Costs: Empirical Investigation of PV Cost Trends in California | Lawrence Berkeley National Laboratory | http://eetd.lbl.gov/EA/emp/reports/59282-es.pdf | Y | 2006 | iv | 6 | ES-3 | Y | Numerical values provided by author.
Solar PV |  | CA - California Energy Commission Incentive Program | Installed Costs - Total | N | 5.379 | $/WAC | 2003 - Q1-2 | 2004 | 2003 - Q1-2 | Median | 3359 | California Energy Commission | Historical | Letting the Sun Shine on Solar Costs: Empirical Investigation of PV Cost Trends in California | Lawrence Berkeley National Laboratory | http://eetd.lbl.gov/EA/emp/reports/59282-es.pdf | Y | 2006 | iv | 6 | ES-3 | Y | Numerical values provided by author.
Solar PV |  | CA - California Energy Commission Incentive Program | Installed Costs - Total | N | 5.3303 | $/WAC | 2003 - Q3-4 | 2004 | 2003 - Q3-4 | Median | 3594 | California Energy Commission | Historical | Letting the Sun Shine on Solar Costs: Empirical Investigation of PV Cost Trends in California | Lawrence Berkeley National Laboratory | http://eetd.lbl.gov/EA/emp/reports/59282-es.pdf | Y | 2006 | iv | 6 | ES-3 | Y | Numerical values provided by author.
Solar PV |  | CA - California Energy Commission Incentive Program | Installed Costs - Total | N | 5.3965 | $/WAC | 2004 - Q1-2 | 2004 | 2004 - Q1-2 | Median | 3333 | California Energy Commission | Historical | Letting the Sun Shine on Solar Costs: Empirical Investigation of PV Cost Trends in California | Lawrence Berkeley National Laboratory | http://eetd.lbl.gov/EA/emp/reports/59282-es.pdf | Y | 2006 | iv | 6 | ES-3 | Y | Numerical values provided by author.
Solar PV |  | CA - California Energy Commission Incentive Program | Installed Costs - Total | N | 5.7042 | $/WAC | 2004 - Q3-4 | 2004 | 2004 - Q3-4 | Median | 2181 | California Energy Commission | Historical | Letting the Sun Shine on Solar Costs: Empirical Investigation of PV Cost Trends in California | Lawrence Berkeley National Laboratory | http://eetd.lbl.gov/EA/emp/reports/59282-es.pdf | Y | 2006 | iv | 6 | ES-3 | Y | Numerical values provided by author.
Solar PV |  | CA - California Energy Commission Incentive Program | Installed Costs - Total | N | 5.8508 | $/WAC | 2005 - Q1-2 | 2004 | 2005 - Q1-2 | Median | 229 | California Energy Commission | Historical | Letting the Sun Shine on Solar Costs: Empirical Investigation of PV Cost Trends in California | Lawrence Berkeley National Laboratory | http://eetd.lbl.gov/EA/emp/reports/59282-es.pdf | Y | 2006 | iv | 6 | ES-3 | Y | Numerical values provided by author.
Solar PV |  | CA - California Energy Commission Incentive Program | Installed Costs - Total | Y | 12.7775 | $/WAC | 1998 - Q1-2 | 2004 | 1998 - Q1-2 | Average - simple | 34 | California Energy Commission | Historical | Letting the Sun Shine on Solar Costs: Empirical Investigation of PV Cost Trends in California | Lawrence Berkeley National Laboratory | http://eetd.lbl.gov/EA/emp/reports/59282-es.pdf | Y | 2006 | iv | 6 | ES-3 | Y | Numerical values provided by author.
Solar PV |  | CA - California Energy Commission Incentive Program | Installed Costs - Total | Y | 12.1495 | $/WAC | 1998 - Q3-4 | 2004 | 1998 - Q3-4 | Average - simple | 76 | California Energy Commission | Historical | Letting the Sun Shine on Solar Costs: Empirical Investigation of PV Cost Trends in California | Lawrence Berkeley National Laboratory | http://eetd.lbl.gov/EA/emp/reports/59282-es.pdf | Y | 2006 | iv | 6 | ES-3 | Y | Numerical values provided by author.
Solar PV |  | CA - California Energy Commission Incentive Program | Installed Costs - Total | Y | 11.9515 | $/WAC | 1999 - Q1-2 | 2004 | 1999 - Q1-2 | Average - simple | 106 | California Energy Commission | Historical | Letting the Sun Shine on Solar Costs: Empirical Investigation of PV Cost Trends in California | Lawrence Berkeley National Laboratory | http://eetd.lbl.gov/EA/emp/reports/59282-es.pdf | Y | 2006 | iv | 6 | ES-3 | Y | Numerical values provided by author.
Solar PV |  | CA - California Energy Commission Incentive Program | Installed Costs - Total | Y | 12.6951 | $/WAC | 1999 - Q3-4 | 2004 | 1999 - Q3-4 | Average - simple | 92 | California Energy Commission | Historical | Letting the Sun Shine on Solar Costs: Empirical Investigation of PV Cost Trends in California | Lawrence Berkeley National Laboratory | http://eetd.lbl.gov/EA/emp/reports/59282-es.pdf | Y | 2006 | iv | 6 | ES-3 | Y | Numerical values provided by author.
Solar PV |  | CA - California Energy Commission Incentive Program | Installed Costs - Total | Y | 11.8237 | $/WAC | 2000 - Q1-2 | 2004 | 2000 - Q1-2 | Average - simple | 70 | California Energy Commission | Historical | Letting the Sun Shine on Solar Costs: Empirical Investigation of PV Cost Trends in California | Lawrence Berkeley National Laboratory | http://eetd.lbl.gov/EA/emp/reports/59282-es.pdf | Y | 2006 | iv | 6 | ES-3 | Y | Numerical values provided by author.
Solar PV |  | CA - California Energy Commission Incentive Program | Installed Costs - Total | Y | 10.5948 | $/WAC | 2000 - Q3-4 | 2004 | 2000 - Q3-4 | Average - simple | 122 | California Energy Commission | Historical | Letting the Sun Shine on Solar Costs: Empirical Investigation of PV Cost Trends in California | Lawrence Berkeley National Laboratory | http://eetd.lbl.gov/EA/emp/reports/59282-es.pdf | Y | 2006 | iv | 6 | ES-3 | Y | Numerical values provided by author.
Solar PV |  | CA - California Energy Commission Incentive Program | Installed Costs - Total | Y | 10.8594 | $/WAC | 2001 - Q1-2 | 2004 | 2001 - Q1-2 | Average - simple | 989 | California Energy Commission | Historical | Letting the Sun Shine on Solar Costs: Empirical Investigation of PV Cost Trends in California | Lawrence Berkeley National Laboratory | http://eetd.lbl.gov/EA/emp/reports/59282-es.pdf | Y | 2006 | iv | 6 | ES-3 | Y | Numerical values provided by author.
Solar PV |  | CA - California Energy Commission Incentive Program | Installed Costs - Total | Y | 11.1961 | $/WAC | 2001 - Q3-4 | 2004 | 2001 - Q3-4 | Average - simple | 1251 | California Energy Commission | Historical | Letting the Sun Shine on Solar Costs: Empirical Investigation of PV Cost Trends in California | Lawrence Berkeley National Laboratory | http://eetd.lbl.gov/EA/emp/reports/59282-es.pdf | Y | 2006 | iv | 6 | ES-3 | Y | Numerical values provided by author.
Solar PV |  | CA - CPUC incentive program | Installed Costs - Total | Y | 8.4591 | $/WAC | 2001 - Q3-4 | 2004 | 2001 - Q3-4 | Average - simple |  | CPUC | Historical | Letting the Sun Shine on Solar Costs: Empirical Investigation of PV Cost Trends in California | Lawrence Berkeley National Laboratory | http://eetd.lbl.gov/EA/emp/reports/59282-es.pdf | Y | 2006 | iv | 6 | ES-3 | Y | Numerical values provided by author.
Solar PV |  | CA - California Energy Commission Incentive Program | Installed Costs - Total | Y | 10.9884 | $/WAC | 2002 - Q1-2 | 2004 | 2002 - Q1-2 | Average - simple | 1123 | California Energy Commission | Historical | Letting the Sun Shine on Solar Costs: Empirical Investigation of PV Cost Trends in California | Lawrence Berkeley National Laboratory | http://eetd.lbl.gov/EA/emp/reports/59282-es.pdf | Y | 2006 | iv | 6 | ES-3 | Y | Numerical values provided by author.
Solar PV |  | CA - CPUC incentive program | Installed Costs - Total | Y | 8.7748 | $/WAC | 2002 - Q1-2 | 2004 | 2002 - Q1-2 | Average - simple |  | CPUC | Historical | Letting the Sun Shine on Solar Costs: Empirical Investigation of PV Cost Trends in California | Lawrence Berkeley National Laboratory | http://eetd.lbl.gov/EA/emp/reports/59282-es.pdf | Y | 2006 | iv | 6 | ES-3 | Y | Numerical values provided by author.
Solar PV |  | CA - California Energy Commission Incentive Program | Installed Costs - Total | Y | 10.319 | $/WAC | 2002 - Q3-4 | 2004 | 2002 - Q3-4 | Average - simple | 1330 | California Energy Commission | Historical | Letting the Sun Shine on Solar Costs: Empirical Investigation of PV Cost Trends in California | Lawrence Berkeley National Laboratory | http://eetd.lbl.gov/EA/emp/reports/59282-es.pdf | Y | 2006 | iv | 6 | ES-3 | Y | Numerical values provided by author.
Solar PV |  | CA - CPUC incentive program | Installed Costs - Total | Y | 9.3948 | $/WAC | 2002 - Q3-4 | 2004 | 2002 - Q3-4 | Average - simple |  | CPUC | Historical | Letting the Sun Shine on Solar Costs: Empirical Investigation of PV Cost Trends in California | Lawrence Berkeley National Laboratory | http://eetd.lbl.gov/EA/emp/reports/59282-es.pdf | Y | 2006 | iv | 6 | ES-3 | Y | Numerical values provided by author.
Solar PV |  | CA - California Energy Commission Incentive Program | Installed Costs - Total | Y | 9.4799 | $/WAC | 2003 - Q1-2 | 2004 | 2003 - Q1-2 | Average - simple | 3359 | California Energy Commission | Historical | Letting the Sun Shine on Solar Costs: Empirical Investigation of PV Cost Trends in California | Lawrence Berkeley National Laboratory | http://eetd.lbl.gov/EA/emp/reports/59282-es.pdf | Y | 2006 | iv | 6 | ES-3 | Y | Numerical values provided by author.
Solar PV |  | CA - CPUC incentive program | Installed Costs - Total | Y | 9.446 | $/WAC | 2003 - Q1-2 | 2004 | 2003 - Q1-2 | Average - simple |  | CPUC | Historical | Letting the Sun Shine on Solar Costs: Empirical Investigation of PV Cost Trends in California | Lawrence Berkeley National Laboratory | http://eetd.lbl.gov/EA/emp/reports/59282-es.pdf | Y | 2006 | iv | 6 | ES-3 | Y | Numerical values provided by author.
Solar PV |  | CA - California Energy Commission Incentive Program | Installed Costs - Total | Y | 9.2422 | $/WAC | 2003 - Q3-4 | 2004 | 2003 - Q3-4 | Average - simple | 3594 | California Energy Commission | Historical | Letting the Sun Shine on Solar Costs: Empirical Investigation of PV Cost Trends in California | Lawrence Berkeley National Laboratory | http://eetd.lbl.gov/EA/emp/reports/59282-es.pdf | Y | 2006 | iv | 6 | ES-3 | Y | Numerical values provided by author.
Solar PV |  | CA - CPUC incentive program | Installed Costs - Total | Y | 9.0594 | $/WAC | 2003 - Q3-4 | 2004 | 2003 - Q3-4 | Average - simple |  | CPUC | Historical | Letting the Sun Shine on Solar Costs: Empirical Investigation of PV Cost Trends in California | Lawrence Berkeley National Laboratory | http://eetd.lbl.gov/EA/emp/reports/59282-es.pdf | Y | 2006 | iv | 6 | ES-3 | Y | Numerical values provided by author.
Solar PV |  | CA - California Energy Commission Incentive Program | Installed Costs - Total | Y | 8.707 | $/WAC | 2004 - Q1-2 | 2004 | 2004 - Q1-2 | Average - simple | 3333 | California Energy Commission | Historical | Letting the Sun Shine on Solar Costs: Empirical Investigation of PV Cost Trends in California | Lawrence Berkeley National Laboratory | http://eetd.lbl.gov/EA/emp/reports/59282-es.pdf | Y | 2006 | iv | 6 | ES-3 | Y | Numerical values provided by author.
Solar PV |  | CA - CPUC incentive program | Installed Costs - Total | Y | 8.7648 | $/WAC | 2004 - Q1-2 | 2004 | 2004 - Q1-2 | Average - simple |  | CPUC | Historical | Letting the Sun Shine on Solar Costs: Empirical Investigation of PV Cost Trends in California | Lawrence Berkeley National Laboratory | http://eetd.lbl.gov/EA/emp/reports/59282-es.pdf | Y | 2006 | iv | 6 | ES-3 | Y | Numerical values provided by author.
Solar PV |  | CA - California Energy Commission Incentive Program | Installed Costs - Total | Y | 8.7483 | $/WAC | 2004 - Q3-4 | 2004 | 2004 - Q3-4 | Average - simple | 2181 | California Energy Commission | Historical | Letting the Sun Shine on Solar Costs: Empirical Investigation of PV Cost Trends in California | Lawrence Berkeley National Laboratory | http://eetd.lbl.gov/EA/emp/reports/59282-es.pdf | Y | 2006 | iv | 6 | ES-3 | Y | Numerical values provided by author.
Solar PV |  | CA - CPUC incentive program | Installed Costs - Total | Y | 8.9039 | $/WAC | 2004 - Q3-4 | 2004 | 2004 - Q3-4 | Average - simple |  | CPUC | Historical | Letting the Sun Shine on Solar Costs: Empirical Investigation of PV Cost Trends in California | Lawrence Berkeley National Laboratory | http://eetd.lbl.gov/EA/emp/reports/59282-es.pdf | Y | 2006 | iv | 6 | ES-3 | Y | Numerical values provided by author.
Solar PV |  | CA - California Energy Commission Incentive Program | Installed Costs - Total | Y | 8.6714 | $/WAC | 2005 - Q1-2 | 2004 | 2005 - Q1-2 | Average - simple | 229 | California Energy Commission | Historical | Letting the Sun Shine on Solar Costs: Empirical Investigation of PV Cost Trends in California | Lawrence Berkeley National Laboratory | http://eetd.lbl.gov/EA/emp/reports/59282-es.pdf | Y | 2006 | iv | 6 | ES-3 | Y | Numerical values provided by author.
Solar PV |  | CA - CPUC incentive program | Installed Costs - Total | Y | 8.3781 | $/WAC | 2005 - Q1-2 | 2004 | 2005 - Q1-2 | Average - simple |  | CPUC | Historical | Letting the Sun Shine on Solar Costs: Empirical Investigation of PV Cost Trends in California | Lawrence Berkeley National Laboratory | http://eetd.lbl.gov/EA/emp/reports/59282-es.pdf | Y | 2006 | iv | 6 | ES-3 | Y | Numerical values provided by author.
Solar PV |  | CA - California Energy Commission Incentive Program | Installed Costs - Total | Y | 11.6311 | $/WAC | 1998 - Q1-2 | 2004 | 1998 - Q1-2 | Median | 34 | California Energy Commission | Historical | Letting the Sun Shine on Solar Costs: Empirical Investigation of PV Cost Trends in California | Lawrence Berkeley National Laboratory | http://eetd.lbl.gov/EA/emp/reports/59282-es.pdf | Y | 2006 | iv | 6 | ES-3 | Y | Numerical values provided by author.
Solar PV |  | CA - California Energy Commission Incentive Program | Installed Costs - Total | Y | 11.5139 | $/WAC | 1998 - Q3-4 | 2004 | 1998 - Q3-4 | Median | 76 | California Energy Commission | Historical | Letting the Sun Shine on Solar Costs: Empirical Investigation of PV Cost Trends in California | Lawrence Berkeley National Laboratory | http://eetd.lbl.gov/EA/emp/reports/59282-es.pdf | Y | 2006 | iv | 6 | ES-3 | Y | Numerical values provided by author.
Solar PV |  | CA - California Energy Commission Incentive Program | Installed Costs - Total | Y | 11.406 | $/WAC | 1999 - Q1-2 | 2004 | 1999 - Q1-2 | Median | 106 | California Energy Commission | Historical | Letting the Sun Shine on Solar Costs: Empirical Investigation of PV Cost Trends in California | Lawrence Berkeley National Laboratory | http://eetd.lbl.gov/EA/emp/reports/59282-es.pdf | Y | 2006 | iv | 6 | ES-3 | Y | Numerical values provided by author.
Solar PV |  | CA - California Energy Commission Incentive Program | Installed Costs - Total | Y | 11.9884 | $/WAC | 1999 - Q3-4 | 2004 | 1999 - Q3-4 | Median | 92 | California Energy Commission | Historical | Letting the Sun Shine on Solar Costs: Empirical Investigation of PV Cost Trends in California | Lawrence Berkeley National Laboratory | http://eetd.lbl.gov/EA/emp/reports/59282-es.pdf | Y | 2006 | iv | 6 | ES-3 | Y | Numerical values provided by author.
Solar PV |  | CA - California Energy Commission Incentive Program | Installed Costs - Total | Y | 11.2542 | $/WAC | 2000 - Q1-2 | 2004 | 2000 - Q1-2 | Median | 70 | California Energy Commission | Historical | Letting the Sun Shine on Solar Costs: Empirical Investigation of PV Cost Trends in California | Lawrence Berkeley National Laboratory | http://eetd.lbl.gov/EA/emp/reports/59282-es.pdf | Y | 2006 | iv | 6 | ES-3 | Y | Numerical values provided by author.
Solar PV |  | CA - California Energy Commission Incentive Program | Installed Costs - Total | Y | 9.48 | $/WAC | 2000 - Q3-4 | 2004 | 2000 - Q3-4 | Median | 122 | California Energy Commission | Historical | Letting the Sun Shine on Solar Costs: Empirical Investigation of PV Cost Trends in California | Lawrence Berkeley National Laboratory | http://eetd.lbl.gov/EA/emp/reports/59282-es.pdf | Y | 2006 | iv | 6 | ES-3 | Y | Numerical values provided by author.
Solar PV |  | CA - California Energy Commission Incentive Program | Installed Costs - Total | Y | 10.2916 | $/WAC | 2001 - Q1-2 | 2004 | 2001 - Q1-2 | Median | 989 | California Energy Commission | Historical | Letting the Sun Shine on Solar Costs: Empirical Investigation of PV Cost Trends in California | Lawrence Berkeley National Laboratory | http://eetd.lbl.gov/EA/emp/reports/59282-es.pdf | Y | 2006 | iv | 6 | ES-3 | Y | Numerical values provided by author.
Solar PV |  | CA - California Energy Commission Incentive Program | Installed Costs - Total | Y | 10.6001 | $/WAC | 2001 - Q3-4 | 2004 | 2001 - Q3-4 | Median | 1251 | California Energy Commission | Historical | Letting the Sun Shine on Solar Costs: Empirical Investigation of PV Cost Trends in California | Lawrence Berkeley National Laboratory | http://eetd.lbl.gov/EA/emp/reports/59282-es.pdf | Y | 2006 | iv | 6 | ES-3 | Y | Numerical values provided by author.
Solar PV |  | CA - California Energy Commission Incentive Program | Installed Costs - Total | Y | 10.6161 | $/WAC | 2002 - Q1-2 | 2004 | 2002 - Q1-2 | Median | 1123 | California Energy Commission | Historical | Letting the Sun Shine on Solar Costs: Empirical Investigation of PV Cost Trends in California | Lawrence Berkeley National Laboratory | http://eetd.lbl.gov/EA/emp/reports/59282-es.pdf | Y | 2006 | iv | 6 | ES-3 | Y | Numerical values provided by author.
Solar PV |  | CA - California Energy Commission Incentive Program | Installed Costs - Total | Y | 10.2278 | $/WAC | 2002 - Q3-4 | 2004 | 2002 - Q3-4 | Median | 1330 | California Energy Commission | Historical | Letting the Sun Shine on Solar Costs: Empirical Investigation of PV Cost Trends in California | Lawrence Berkeley National Laboratory | http://eetd.lbl.gov/EA/emp/reports/59282-es.pdf | Y | 2006 | iv | 6 | ES-3 | Y | Numerical values provided by author.
Solar PV |  | CA - California Energy Commission Incentive Program | Installed Costs - Total | Y | 9.4988 | $/WAC | 2003 - Q1-2 | 2004 | 2003 - Q1-2 | Median | 3359 | California Energy Commission | Historical | Letting the Sun Shine on Solar Costs: Empirical Investigation of PV Cost Trends in California | Lawrence Berkeley National Laboratory | http://eetd.lbl.gov/EA/emp/reports/59282-es.pdf | Y | 2006 | iv | 6 | ES-3 | Y | Numerical values provided by author.
Solar PV |  | CA - California Energy Commission Incentive Program | Installed Costs - Total | Y | 9.2102 | $/WAC | 2003 - Q3-4 | 2004 | 2003 - Q3-4 | Median | 3594 | California Energy Commission | Historical | Letting the Sun Shine on Solar Costs: Empirical Investigation of PV Cost Trends in California | Lawrence Berkeley National Laboratory | http://eetd.lbl.gov/EA/emp/reports/59282-es.pdf | Y | 2006 | iv | 6 | ES-3 | Y | Numerical values provided by author.
Solar PV |  | CA - California Energy Commission Incentive Program | Installed Costs - Total | Y | 8.5896 | $/WAC | 2004 - Q1-2 | 2004 | 2004 - Q1-2 | Median | 3333 | California Energy Commission | Historical | Letting the Sun Shine on Solar Costs: Empirical Investigation of PV Cost Trends in California | Lawrence Berkeley National Laboratory | http://eetd.lbl.gov/EA/emp/reports/59282-es.pdf | Y | 2006 | iv | 6 | ES-3 | Y | Numerical values provided by author.
Solar PV |  | CA - California Energy Commission Incentive Program | Installed Costs - Total | Y | 8.668 | $/WAC | 2004 - Q3-4 | 2004 | 2004 - Q3-4 | Median | 2181 | California Energy Commission | Historical | Letting the Sun Shine on Solar Costs: Empirical Investigation of PV Cost Trends in California | Lawrence Berkeley National Laboratory | http://eetd.lbl.gov/EA/emp/reports/59282-es.pdf | Y | 2006 | iv | 6 | ES-3 | Y | Numerical values provided by author.
Solar PV |  | CA - California Energy Commission Incentive Program | Installed Costs - Total | Y | 8.5884 | $/WAC | 2005 - Q1-2 | 2004 | 2005 - Q1-2 | Median | 229 | California Energy Commission | Historical | Letting the Sun Shine on Solar Costs: Empirical Investigation of PV Cost Trends in California | Lawrence Berkeley National Laboratory | http://eetd.lbl.gov/EA/emp/reports/59282-es.pdf | Y | 2006 | iv | 6 | ES-3 | Y | Numerical values provided by author.
Solar PV | Crystalline - Single-axis tracking | U.S. | Capacity Factor |  | 27 | % | 2008 |  | 2008 | Average - simple | Unspecified | Lazard estimates | Historical | Levelized Cost of Energy Analysis - Version 3.0 DRAFT | Lazard |  | Y | 2009 | 13 | 14 |  | Corrected 5/22/2009 | Reflects ITC and accelerated asset depreciation, as applicable. Assumes 20-year useful life.
Solar PV | Thin Film | U.S. | Capacity Factor |  | 23 | % | 2008 |  | 2008 | Range: maximum | Unspecified | Lazard estimates | Historical | Levelized Cost of Energy Analysis - Version 3.0 DRAFT | Lazard |  | Y | 2009 | 13 | 14 |  | Corrected 5/22/2009 | Reflects ITC and accelerated asset depreciation, as applicable. Assumes 20-year useful life.
Solar PV | Crystalline - Fixed installation | U.S. | Capacity Factor |  | 20 | % | 2008 |  | 2008 | Average - simple | Unspecified | Lazard estimates | Historical | Levelized Cost of Energy Analysis - Version 3.0 DRAFT | Lazard |  | Y | 2009 | 13 | 14 |  | Y | Reflects ITC and accelerated asset depreciation, as applicable. Assumes 20-year useful life.
Solar PV | Thin Film | U.S. | Capacity Factor |  | 20 | % | 2008 |  | 2008 | Range: minimum | Unspecified | Lazard estimates | Historical | Levelized Cost of Energy Analysis - Version 3.0 DRAFT | Lazard |  | Y | 2009 | 13 | 14 |  | Y | Reflects ITC and accelerated asset depreciation, as applicable. Assumes 20-year useful life.
CSP | Solar trough | U.S. | Capacity Factor |  | 29 | % | 2008 |  | 2008 | Range: maximum | Unspecified | Lazard estimates | Historical | Levelized Cost of Energy Analysis - Version 3.0 DRAFT | Lazard |  | Y | 2009 | 13 | 14 |  | Y | Reflects ITC and accelerated asset depreciation, as applicable. Assumes 20-year useful life.
CSP | Solar trough | U.S. | Capacity Factor |  | 26 | % | 2008 |  | 2008 | Range: minimum | Unspecified | Lazard estimates | Historical | Levelized Cost of Energy Analysis - Version 3.0 DRAFT | Lazard |  | Y | 2009 | 13 | 14 |  | Y | Reflects ITC and accelerated asset depreciation, as applicable. Assumes 20-year useful life.
CSP | Solar tower | U.S. | Capacity Factor |  | 35 | % | 2008 |  | 2008 | Range: minimum | Unspecified | Lazard estimates | Historical | Levelized Cost of Energy Analysis - Version 3.0 DRAFT | Lazard |  | Y | 2009 | 13 | 14 |  | Y | Reflects ITC and accelerated asset depreciation, as applicable. Assumes 20-year useful life.
CSP | Solar tower | U.S. | Capacity Factor |  | 38 | % | 2008 |  | 2008 | Range: maximum | Unspecified | Lazard estimates | Historical | Levelized Cost of Energy Analysis - Version 3.0 DRAFT | Lazard |  | Y | 2009 | 13 | 14 |  | Y | Reflects ITC and accelerated asset depreciation, as applicable. Assumes 20-year useful life.
Geothermal |  | U.S. | Capacity Factor |  | 80 | % | 2008 |  | 2008 | Range: maximum | Unspecified | Lazard estimates | Historical | Levelized Cost of Energy Analysis - Version 3.0 DRAFT | Lazard |  | Y | 2009 | 15 | 16 |  | Y | Reflects ITC and accelerated asset depreciation, as applicable. Assumes 20-year useful life.
Geothermal |  | U.S. | Capacity Factor |  | 70 | % | 2008 |  | 2008 | Range: minimum | Unspecified | Lazard estimates | Historical | Levelized Cost of Energy Analysis - Version 3.0 DRAFT | Lazard |  | Y | 2009 | 15 | 16 |  | Y | Reflects ITC and accelerated asset depreciation, as applicable. Assumes 20-year useful life.
Wind |  | U.S. WPC 3 | Busbar LCOE | Y | 94 | $/MWh | 2005 | 2006 | 2005 | Average - simple | Unspecified | Modeling | Historical | 20 Percent Wind Energy Penetration in the United States | Black & Veatch | http://www.20percentwind.org/Black_Veatch_20_Percent_Report.pdf | Y | 2007 | 5-4 | 41 | Table 5-1 | Y | Assumes a 12% fixed charge rate for return on equity, financing costs, and taxes.
Wind |  | U.S. WPC 3 | Busbar LCOE | N (includes federal PTC) | 71 | $/MWh | 2005 | 2006 | 2005 | Average - simple | Unspecified | Modeling | Historical | 20 Percent Wind Energy Penetration in the United States | Black & Veatch | http://www.20percentwind.org/Black_Veatch_20_Percent_Report.pdf | Y | 2007 | 5-4 | 41 | Table 5-1 | Y | Assumes a 12% fixed charge rate for return on equity, financing costs, and taxes.
Geothermal |  | U.S. | Installed Costs - Capital Costs | N | 3450 | $/kW | 2008 | 2008 | 2008 | Range: minimum | Unspecified | Lazard estimates | Historical | Levelized Cost of Energy Analysis - Version 3.0 DRAFT | Lazard |  | Y | 2009 | 9 | 10 |  | Y | Reflects ITC and accelerated asset depreciation, as applicable. Assumes 20-year useful life.
Geothermal |  | U.S. | Installed Costs - Capital Costs | N | 4600 | $/kW | 2008 | 2008 | 2008 | Range: maximum | Unspecified | Lazard estimates | Historical | Levelized Cost of Energy Analysis - Version 3.0 DRAFT | Lazard |  | Y | 2009 | 9 | 10 |  | Y | Reflects ITC and accelerated asset depreciation, as applicable. Assumes 20-year useful life.
CSP | Solar tower | U.S. | Installed Costs - Capital Costs | N | 4500 | $/kW | 2008 | 2008 | 2008 | Average - simple | Unspecified | Lazard estimates | Historical | Levelized Cost of Energy Analysis - Version 3.0 DRAFT | Lazard |  | Y | 2009 | 9 | 10 |  | Y | Reflects ITC and accelerated asset depreciation, as applicable. Assumes 20-year useful life.
CSP | Solar trough | U.S. | Installed Costs - Capital Costs | N | 6300 | $/kW | 2008 | 2008 | 2008 | Average - simple | Unspecified | Lazard estimates | Historical | Levelized Cost of Energy Analysis - Version 3.0 DRAFT | Lazard |  | Y | 2009 | 9 | 10 |  | Y | Reflects ITC and accelerated asset depreciation, as applicable. Assumes 20-year useful life.
Geothermal |  | U.S. | Installed Costs - Capital Costs | N | 3450 | $/MWh | 2008 | 2008 | 2008 | Range: minimum | Unspecified | Lazard estimates | Historical | Levelized Cost of Energy Analysis - Version 3.0 DRAFT | Lazard |  | Y | 2009 | 9 | 10 |  | Y | Reflects ITC and accelerated asset depreciation, as applicable. Assumes 20-year useful life.
Geothermal |  | U.S. | Installed Costs - Capital Costs | N | 4600 | $/MWh | 2008 | 2008 | 2008 | Range: maximum | Unspecified | Lazard estimates | Historical | Levelized Cost of Energy Analysis - Version 3.0 DRAFT | Lazard |  | Y | 2009 | 9 | 10 |  | Y | Reflects ITC and accelerated asset depreciation, as applicable. Assumes 20-year useful life.
Geothermal | Crystalline - Single-axis tracking | U.S. | Installed Costs - Capital Costs | N | 4500 | $/kW | 2008 | 2008 | 2008 | Average - simple | Unspecified | Lazard estimates | Historical | Levelized Cost of Energy Analysis - Version 3.0 DRAFT | Lazard |  | Y | 2009 | 9 | 10 |  | Y | Reflects ITC and accelerated asset depreciation, as applicable. Assumes 20-year useful life.
Geothermal | Crystalline - Fixed installation | U.S. | Installed Costs - Capital Costs | N | 5000 | $/kW | 2008 | 2008 | 2008 | Average - simple | Unspecified | Lazard estimates | Historical | Levelized Cost of Energy Analysis - Version 3.0 DRAFT | Lazard |  | Y | 2009 | 9 | 10 |  | Y | Reflects ITC and accelerated asset depreciation, as applicable. Assumes 20-year useful life.
Geothermal | Thin Film | U.S. | Installed Costs - Capital Costs | N | 3250 | $/kW | 2008 | 2008 | 2008 | Range: minimum | Unspecified | Lazard estimates | Historical | Levelized Cost of Energy Analysis - Version 3.0 DRAFT | Lazard |  | Y | 2009 | 9 | 10 |  | Y | Reflects ITC and accelerated asset depreciation, as applicable. Assumes 20-year useful life.
Geothermal | Thin Film | U.S. | Installed Costs - Capital Costs | N | 4000 | $/kW | 2008 | 2008 | 2008 | Range: maximum | Unspecified | Lazard estimates | Historical | Levelized Cost of Energy Analysis - Version 3.0 DRAFT | Lazard |  | Y | 2009 | 9 | 10 |  | Y | Reflects ITC and accelerated asset depreciation, as applicable. Assumes 20-year useful life.
Wind |  | U.S. WPC 4 | Busbar LCOE | Y | 85 | $/MWh | 2005 | 2006 | 2005 | Average - simple | Unspecified | Modeling | Historical | 20 Percent Wind Energy Penetration in the United States | Black & Veatch | http://www.20percentwind.org/Black_Veatch_20_Percent_Report.pdf | Y | 2007 | 5-4 | 41 | Table 5-1 | Y | Assumes a 12% fixed charge rate for return on equity, financing costs, and taxes.
Wind |  | U.S. WPC 4 | Busbar LCOE | N (includes federal PTC) | 62 | $/MWh | 2005 | 2006 | 2005 | Average - simple | Unspecified | Modeling | Historical | 20 Percent Wind Energy Penetration in the United States | Black & Veatch | http://www.20percentwind.org/Black_Veatch_20_Percent_Report.pdf | Y | 2007 | 5-4 | 41 | Table 5-1 | Y | Assumes a 12% fixed charge rate for return on equity, financing costs, and taxes.
Wind |  | U.S. WPC 5 | Busbar LCOE | Y | 78 | $/MWh | 2005 | 2006 | 2005 | Average - simple | Unspecified | Modeling | Historical | 20 Percent Wind Energy Penetration in the United States | Black & Veatch | http://www.20percentwind.org/Black_Veatch_20_Percent_Report.pdf | Y | 2007 | 5-4 | 41 | Table 5-1 | Y | Assumes a 12% fixed charge rate for return on equity, financing costs, and taxes.
Wind |  | U.S. WPC 5 | Busbar LCOE | N (includes federal PTC) | 55 | $/MWh | 2005 | 2006 | 2005 | Average - simple | Unspecified | Modeling | Historical | 20 Percent Wind Energy Penetration in the United States | Black & Veatch | http://www.20percentwind.org/Black_Veatch_20_Percent_Report.pdf | Y | 2007 | 5-4 | 41 | Table 5-1 | Y | Assumes a 12% fixed charge rate for return on equity, financing costs, and taxes.
Geothermal |  | U.S. | LCOE | N | 58 | $/MWh | 2008 | 2008 | 2008 | Average - simple | Unspecified | Lazard estimates | Historical | Levelized Cost of Energy Analysis - Version 3.0 DRAFT | Lazard |  | Y | 2009 | 2 | 3 |  | Y | Reflects ITC and accelerated asset depreciation, as applicable. Assumes 20-year useful life.
Geothermal |  | U.S. | LCOE | N | 93 | $/MWh | 2008 | 2008 | 2008 | Average - simple | Unspecified | Lazard estimates | Historical | Levelized Cost of Energy Analysis - Version 3.0 DRAFT | Lazard |  | Y | 2009 | 2 | 3 |  | Y | Reflects ITC and accelerated asset depreciation, as applicable. Assumes 20-year useful life.
CSP | Solar tower | U.S. | LCOE | N | 106 | $/MWh | 2008 | 2008 | 2008 | Average - simple | Unspecified | Lazard estimates | Historical | Levelized Cost of Energy Analysis - Version 3.0 DRAFT | Lazard |  | Y | 2009 | 2 | 3 |  | Y | Reflects ITC and accelerated asset depreciation, as applicable. Assumes 20-year useful life.
CSP | Solar trough | U.S. | LCOE | N | 204 | $/MWh | 2008 | 2008 | 2008 | Average - simple | Unspecified | Lazard estimates | Historical | Levelized Cost of Energy Analysis - Version 3.0 DRAFT | Lazard |  | Y | 2009 | 2 | 3 |  | Y | Reflects ITC and accelerated asset depreciation, as applicable. Assumes 20-year useful life.
Solar PV | Crystalline - Single-axis tracking | U.S. | LCOE | N | 159 | $/MWh | 2008 | 2008 | 2008 | Average - simple | Unspecified | Lazard estimates | Historical | Levelized Cost of Energy Analysis - Version 3.0 DRAFT | Lazard |  | Y | 2009 | 2 | 3 |  | Y | Reflects ITC and accelerated asset depreciation, as applicable. Assumes 20-year useful life.
Solar PV | Crystalline - Fixed installation | U.S. | LCOE | N | 194 | $/MWh | 2008 | 2008 | 2008 | Average - simple | Unspecified | Lazard estimates | Historical | Levelized Cost of Energy Analysis - Version 3.0 DRAFT | Lazard |  | Y | 2009 | 2 | 3 |  | Y | Reflects ITC and accelerated asset depreciation, as applicable. Assumes 20-year useful life.
Solar PV | Thin Film | U.S. | LCOE | N | 130 | $/MWh | 2008 | 2008 | 2008 | Range: minimum | Unspecified | Lazard estimates | Historical | Levelized Cost of Energy Analysis - Version 3.0 DRAFT | Lazard |  | Y | 2009 | 2 | 3 |  | Y | Reflects ITC and accelerated asset depreciation, as applicable. Assumes 20-year useful life.
Solar PV | Thin Film | U.S. | LCOE | N | 181 | $/MWh | 2008 | 2008 | 2008 | Range: maximum | Unspecified | Lazard estimates | Historical | Levelized Cost of Energy Analysis - Version 3.0 DRAFT | Lazard |  | Y | 2009 | 2 | 3 |  | Y | Reflects ITC and accelerated asset depreciation, as applicable. Assumes 20-year useful life.
Wind |  | U.S. WPC 6 | Busbar LCOE | Y | 72 | $/MWh | 2005 | 2006 | 2005 | Average - simple | Unspecified | Modeling | Historical | 20 Percent Wind Energy Penetration in the United States | Black & Veatch | http://www.20percentwind.org/Black_Veatch_20_Percent_Report.pdf | Y | 2007 | 5-4 | 41 | Table 5-1 | Y | Assumes a 12% fixed charge rate for return on equity, financing costs, and taxes.
Wind |  | U.S. WPC 6 | Busbar LCOE | N (includes federal PTC) | 49 | $/MWh | 2005 | 2006 | 2005 | Average - simple | Unspecified | Modeling | Historical | 20 Percent Wind Energy Penetration in the United States | Black & Veatch | http://www.20percentwind.org/Black_Veatch_20_Percent_Report.pdf | Y | 2007 | 5-4 | 41 | Table 5-1 | Y | Assumes a 12% fixed charge rate for return on equity, financing costs, and taxes.
Geothermal |  | U.S. | LCOE | Y | 85 | $/MWh | 2008 | 2008 | 2008 | Average - simple | Unspecified | Lazard estimates | Historical | Levelized Cost of Energy Analysis - Version 3.0 DRAFT | Lazard |  | Y | 2009 | 6 | 7 |  | Y | Reflects ITC and accelerated asset depreciation, as applicable. Assumes 20-year useful life.
CSP | Solar tower | U.S. | LCOE | Y | 144 | $/MWh | 2008 | 2008 | 2008 | Average - simple | Unspecified | Lazard estimates | Historical | Levelized Cost of Energy Analysis - Version 3.0 DRAFT | Lazard |  | Y | 2009 | 6 | 7 |  | Y | Assumes no tax incentives. Assumes 20-year useful life.
CSP | Solar trough | U.S. | LCOE | Y | 324 | $/MWh | 2008 | 2008 | 2008 | Average - simple | Unspecified | Lazard estimates | Historical | Levelized Cost of Energy Analysis - Version 3.0 DRAFT | Lazard |  | Y | 2009 | 6 | 7 |  | Y | Assumes no tax incentives. Assumes 20-year useful life.
Geothermal |  | U.S. | LCOE | Y | 120 | $/MWh | 2008 | 2008 | 2008 | Average - simple | Unspecified | Lazard estimates | Historical | Levelized Cost of Energy Analysis - Version 3.0 DRAFT | Lazard |  | Y | 2009 | 6 | 7 |  | Y | Reflects ITC and accelerated asset depreciation, as applicable. Assumes 20-year useful life. Exludes tax incentives - ITC and PTC
Solar PV | Crystalline - Single-axis tracking | U.S. | LCOE | Y | 261 | $/MWh | 2008 | 2008 | 2008 | Average - simple | Unspecified | Lazard estimates | Historical | Levelized Cost of Energy Analysis - Version 3.0 DRAFT | Lazard |  | Y | 2009 | 6 | 7 |  | Y | Assumes no tax incentives. Assumes 20-year useful life.
Solar PV | Crystalline - Fixed installation | U.S. | LCOE | Y | 319 | $/MWh | 2008 | 2008 | 2008 | Average - simple | Unspecified | Lazard estimates | Historical | Levelized Cost of Energy Analysis - Version 3.0 DRAFT | Lazard |  | Y | 2009 | 6 | 7 |  | Y | Assumes no tax incentives. Assumes 20-year useful life.
Solar PV | Thin Film | U.S. | LCOE | Y | 211 | $/MWh | 2008 | 2008 | 2008 | Range: minimum | Unspecified | Lazard estimates | Historical | Levelized Cost of Energy Analysis - Version 3.0 DRAFT | Lazard |  | Y | 2009 | 6 | 7 |  | Y | Assumes no tax incentives. Assumes 20-year useful life.
Solar PV | Thin Film | U.S. | LCOE | Y | 295 | $/MWh | 2008 | 2008 | 2008 | Range: maximum | Unspecified | Lazard estimates | Historical | Levelized Cost of Energy Analysis - Version 3.0 DRAFT | Lazard |  | Y | 2009 | 6 | 7 |  | Y | Assumes no tax incentives. Assumes 20-year useful life.
Wind |  | U.S. WPC 7 | Busbar LCOE | Y | 67 | $/MWh | 2005 | 2006 | 2005 | Average - simple | Unspecified | Modeling | Historical | 20 Percent Wind Energy Penetration in the United States | Black & Veatch | http://www.20percentwind.org/Black_Veatch_20_Percent_Report.pdf | Y | 2007 | 5-4 | 41 | Table 5-1 | Y | Assumes a 12% fixed charge rate for return on equity, financing costs, and taxes.
Wind |  | U.S. WPC 7 | Busbar LCOE | N (includes federal PTC) | 44 | $/MWh | 2005 | 2006 | 2005 | Average - simple | Unspecified | Modeling | Historical | 20 Percent Wind Energy Penetration in the United States | Black & Veatch | http://www.20percentwind.org/Black_Veatch_20_Percent_Report.pdf | Y | 2007 | 5-4 | 41 | Table 5-1 | Y | Assumes a 12% fixed charge rate for return on equity, financing costs, and taxes.
CSP | Solar tower | U.S. | LCOE - Capital costs | N | 85 | $/MWh | 2008 | 2008 | 2008 | Average - simple | Unspecified | Lazard estimates | Historical | Levelized Cost of Energy Analysis - Version 3.0 DRAFT | Lazard |  | Y | 2009 | 10 | 11 |  | Y | Reflects ITC and accelerated asset depreciation, as applicable. Assumes 20-year useful life.
Geothermal |  | U.S. | LCOE - Capital costs | N | 33 | $/MWh | 2008 | 2008 | 2008 | Range: minimum | Unspecified | Lazard estimates | Historical | Levelized Cost of Energy Analysis - Version 3.0 DRAFT | Lazard |  | Y | 2009 | 10 | 11 |  | Y | Reflects ITC and accelerated asset depreciation, as applicable. Assumes 20-year useful life.
Solar PV | Thin Film | U.S. | LCOE - Capital costs | N | 118 | $/MWh | 2008 | 2008 | 2008 | Range: minimum | Unspecified | Lazard estimates | Historical | Levelized Cost of Energy Analysis - Version 3.0 DRAFT | Lazard |  | Y | 2009 | 10 | 11 |  | Y | Reflects ITC and accelerated asset depreciation, as applicable. Assumes 20-year useful life.
Wind | Systems > 50 kW, excludes Hawaii | U.S. | Busbar Price | N | 63 | $/MWh | 1999 | 2007 | 1999 | Average - capacity-weighted | 7 | Berkeley Lab Database | Historical | Annual Report on U.S. Wind Power Installation, Cost, and Performance Trends: 2007 | Lawrence Berkeley National Laboratory | http://www1.eere.energy.gov/windandhydro/pdfs/43025.pdf | Y | 2008 | 16 | 16 |  | Y | Factors in value of RECs bundled with power sold.
CSP | Solar trough | U.S. | LCOE - Capital costs | N | 175 | $/MWh | 2008 | 2008 | 2008 | Average - simple | Unspecified | Lazard estimates | Historical | Levelized Cost of Energy Analysis - Version 3.0 DRAFT | Lazard |  | Y | 2009 | 11 | 12 |  | Y | Reflects ITC and accelerated asset depreciation, as applicable. Assumes 20-year useful life.
Solar PV | Crystalline | U.S. | LCOE - Capital costs | N | 148 | $/MWh | 2008 | 2008 | 2008 | Average - simple | Unspecified | Lazard estimates | Historical | Levelized Cost of Energy Analysis - Version 3.0 DRAFT | Lazard |  | Y | 2009 | 11 | 12 |  | Y | Reflects ITC and accelerated asset depreciation, as applicable. Assumes 20-year useful life.
Solar PV | Crystalline - Fixed installation | U.S. | LCOE - Capital costs | N | 180 | $/MWh | 2008 | 2008 | 2008 | Average - simple | Unspecified | Lazard estimates | Historical | Levelized Cost of Energy Analysis - Version 3.0 DRAFT | Lazard |  | Y | 2009 | 11 | 12 |  | Y | Reflects ITC and accelerated asset depreciation, as applicable. Assumes 20-year useful life.
Solar PV | Thin Film | U.S. | LCOE - Capital costs | N | 167 | $/MWh | 2008 | 2008 | 2008 | Range: maximum | Unspecified | Lazard estimates | Historical | Levelized Cost of Energy Analysis - Version 3.0 DRAFT | Lazard |  | Y | 2009 | 11 | 12 |  | Y | Reflects ITC and accelerated asset depreciation, as applicable. Assumes 20-year useful life.
CSP | Solar tower | U.S. | LCOE - O&M - Fixed | N | 21 | $/MWh | 2008 | 2008 | 2008 | Average - simple | Unspecified | Lazard estimates | Historical | Levelized Cost of Energy Analysis - Version 3.0 DRAFT | Lazard |  | Y | 2009 | 10 | 11 |  | Y | Reflects ITC and accelerated asset depreciation, as applicable. Assumes 20-year useful life.
Geothermal |  | U.S. | LCOE - O&M - Fixed | N | 25 | $/MWh | 2008 | 2008 | 2008 | Range: minimum | Unspecified | Lazard estimates | Historical | Levelized Cost of Energy Analysis - Version 3.0 DRAFT | Lazard |  | Y | 2009 | 10 | 11 |  | Y | Reflects ITC and accelerated asset depreciation, as applicable. Assumes 20-year useful life.
Solar PV | Thin Film | U.S. | LCOE - O&M - Fixed | N | 12 | $/MWh | 2008 | 2008 | 2008 | Range: minimum | Unspecified | Lazard estimates | Historical | Levelized Cost of Energy Analysis - Version 3.0 DRAFT | Lazard |  | Y | 2009 | 10 | 11 |  | Y | Reflects ITC and accelerated asset depreciation, as applicable. Assumes 20-year useful life.
Wind | Systems > 50 kW, excludes Hawaii | U.S. | Busbar Price | N | 40 | $/MWh | 2007 | 2007 | 2007 | Average - capacity-weighted | 128 | Berkeley Lab Database | Historical | Annual Report on U.S. Wind Power Installation, Cost, and Performance Trends: 2007 | Lawrence Berkeley National Laboratory | http://www1.eere.energy.gov/windandhydro/pdfs/43025.pdf | Y | 2008 | 16 | 16 |  | Y | Factors in value of RECs bundled with power sold.
CSP | Solar trough | U.S. | LCOE - O&M - Fixed | N | 29 | $/MWh | 2008 | 2008 | 2008 | Average - simple | Unspecified | Lazard estimates | Historical | Levelized Cost of Energy Analysis - Version 3.0 DRAFT | Lazard |  | Y | 2009 | 11 | 12 |  | Y | Reflects ITC and accelerated asset depreciation, as applicable. Assumes 20-year useful life.
Solar PV | Crystalline - Single-axis tracking | U.S. | LCOE - O&M - Fixed | N | 11 | $/MWh | 2008 | 2008 | 2008 | Average - simple | Unspecified | Lazard estimates | Historical | Levelized Cost of Energy Analysis - Version 3.0 DRAFT | Lazard |  | Y | 2009 | 11 | 12 |  | Y | Reflects ITC and accelerated asset depreciation, as applicable. Assumes 20-year useful life.
Solar PV | Crystalline - Fixed installation | U.S. | LCOE - O&M - Fixed | N | 14 | $/MWh | 2008 | 2008 | 2008 | Average - simple | Unspecified | Lazard estimates | Historical | Levelized Cost of Energy Analysis - Version 3.0 DRAFT | Lazard |  | Y | 2009 | 11 | 12 |  | Y | Reflects ITC and accelerated asset depreciation, as applicable. Assumes 20-year useful life.
Solar PV | Thin Film | U.S. | LCOE - O&M - Fixed | N | 14 | $/MWh | 2008 | 2008 | 2008 | Range: maximum | Unspecified | Lazard estimates | Historical | Levelized Cost of Energy Analysis - Version 3.0 DRAFT | Lazard |  | Y | 2009 | 11 | 12 |  | Y | Reflects ITC and accelerated asset depreciation, as applicable. Assumes 20-year useful life.
CSP | Solar trough | U.S. | O&M - Fixed | N | 70 | $/kW-Yr | 2008 | 2008 | 2008 | Average - simple | Unspecified | Lazard estimates | Historical | Levelized Cost of Energy Analysis - Version 3.0 DRAFT | Lazard |  | Y | 2009 | 13 | 14 |  | Y | Reflects ITC and accelerated asset depreciation, as applicable. Assumes 20-year useful life.
CSP | Solar tower | U.S. | O&M - Fixed | N | 66 | $/kW-Yr | 2008 | 2008 | 2008 | Average - simple | Unspecified | Lazard estimates | Historical | Levelized Cost of Energy Analysis - Version 3.0 DRAFT | Lazard |  | Y | 2009 | 13 | 14 |  | Y | Reflects ITC and accelerated asset depreciation, as applicable. Assumes 20-year useful life.
Solar PV | Crystalline | U.S. | O&M - Fixed | N | 25 | $/kW-Yr | 2008 | 2008 | 2008 | Average - simple | Unspecified | Lazard estimates | Historical | Levelized Cost of Energy Analysis - Version 3.0 DRAFT | Lazard |  | Y | 2009 | 13 | 14 |  | Y | Reflects ITC and accelerated asset depreciation, as applicable. Assumes 20-year useful life.
Solar PV | Thin Film | U.S. | O&M - Fixed | N | 25 | $/kW-Yr | 2008 | 2008 | 2008 | Average - simple | Unspecified | Lazard estimates | Historical | Levelized Cost of Energy Analysis - Version 3.0 DRAFT | Lazard |  | Y | 2009 | 13 | 14 |  | Y | Reflects ITC and accelerated asset depreciation, as applicable. Assumes 20-year useful life.
Geothermal |  | U.S. | O&M - Variable | N | 25 | % | 2008 | 2008 | 2008 | Range: minimum | Unspecified | Lazard estimates | Historical | Levelized Cost of Energy Analysis - Version 3.0 DRAFT | Lazard |  | Y | 2009 | 15 | 16 |  | Y | Reflects ITC and accelerated asset depreciation, as applicable. Assumes 20-year useful life.
Geothermal |  | U.S. | O&M - Variable | N | 30 | % | 2008 | 2008 | 2008 | Range: maximum | Unspecified | Lazard estimates | Historical | Levelized Cost of Energy Analysis - Version 3.0 DRAFT | Lazard |  | Y | 2009 | 15 | 16 |  | Y | Reflects ITC and accelerated asset depreciation, as applicable. Assumes 20-year useful life.
Solar PV | Monocrystalline Silicon | U.S. | Manufacturing Costs | Y | 2.5 | $/WDC | 2006 | 2006 | 2006 | Range: minimum | Unspecified | Modeling/Interviews | Historical | PV Technology, Performance, and Cost (2007 update) | Prometheus Institute; published through Greentech Media | http://www.gtmresearch.com/report/pv-technology-performance-and-cost-2007-update | Y | 2007 | 4 | 10 | Figure 1.2 | Y | Manufacturing costs include material, labor, manufacturing overheard, and capital depreciation at 14% per annum. Costs omit research, marketing, and general overhead.
Solar PV | Multicrystalline Silicon Cost Ingot | U.S. | Manufacturing Costs | Y | 2.4 | $/WDC | 2006 | 2006 | 2006 | Range: minimum | Unspecified | Modeling/Interviews | Historical | PV Technology, Performance, and Cost (2007 update) | Prometheus Institute; published through Greentech Media | http://www.gtmresearch.com/report/pv-technology-performance-and-cost-2007-update | Y | 2007 | 4 | 10 | Figure 1.2 | Y | Module costs include material, labor, manufacturing overheard, and capital depreciation at 14% per annum. Costs omit research, marketing, and general overhead.
Solar PV | Ribbon/Sheet Silicon | U.S. | Manufacturing Costs | Y | 2 | $/WDC | 2006 | 2006 | 2006 | Range: minimum | Unspecified | Modeling/Interviews | Historical | PV Technology, Performance, and Cost (2007 update) | Prometheus Institute; published through Greentech Media | http://www.gtmresearch.com/report/pv-technology-performance-and-cost-2007-update | Y | 2007 | 4 | 10 | Figure 1.2 | Y | Module costs include material, labor, manufacturing overheard, and capital depreciation at 14% per annum. Costs omit research, marketing, and general overhead.
Solar PV | Concentrators Silicon Cell | U.S. | Manufacturing Costs | Y | 3 | $/WDC | 2006 | 2006 | 2006 | Range: minimum | Unspecified | Modeling/Interviews | Historical | PV Technology, Performance, and Cost (2007 update) | Prometheus Institute; published through Greentech Media | http://www.gtmresearch.com/report/pv-technology-performance-and-cost-2007-update | Y | 2007 | 4 | 10 | Figure 1.2 | Y | Module costs include material, labor, manufacturing overheard, and capital depreciation at 14% per annum. Costs omit research, marketing, and general overhead.
Solar PV | Amorphous Silicon | U.S. | Manufacturing Costs | Y | 1.5 | $/WDC | 2006 | 2006 | 2006 | Range: minimum | Unspecified | Modeling/Interviews | Historical | PV Technology, Performance, and Cost (2007 update) | Prometheus Institute; published through Greentech Media | http://www.gtmresearch.com/report/pv-technology-performance-and-cost-2007-update | Y | 2007 | 4 | 10 | Figure 1.2 | Y | Module costs include material, labor, manufacturing overheard, and capital depreciation at 14% per annum. Costs omit research, marketing, and general overhead.
Solar PV | Copper Indium (G) Diselenide | U.S. | Manufacturing Costs | Y | 1.5 | $/WDC | 2006 | 2006 | 2006 | Range: minimum | Unspecified | Modeling/Interviews | Historical | PV Technology, Performance, and Cost (2007 update) | Prometheus Institute; published through Greentech Media | http://www.gtmresearch.com/report/pv-technology-performance-and-cost-2007-update | Y | 2007 | 4 | 10 | Figure 1.2 | Y | Module costs include material, labor, manufacturing overheard, and capital depreciation at 14% per annum. Costs omit research, marketing, and general overhead.
Solar PV | Cadmium Telluride (CdTe) | U.S. | Manufacturing Costs | Y | 1.5 | $/WDC | 2006 | 2006 | 2006 | Range: minimum | Unspecified | Modeling/Interviews | Historical | PV Technology, Performance, and Cost (2007 update) | Prometheus Institute; published through Greentech Media | http://www.gtmresearch.com/report/pv-technology-performance-and-cost-2007-update | Y | 2007 | 4 | 10 | Figure 1.2 | Y | Module costs include material, labor, manufacturing overheard, and capital depreciation at 14% per annum. Costs omit research, marketing, and general overhead.
Solar PV | Monocrystalline Silicon | U.S. | Profitable Price | Y | 3.75 | $/WDC | 2006 | 2006 | 2006 | Range: minimum | Unspecified | Modeling/Interviews | Historical | PV Technology, Performance, and Cost (2007 update) | Prometheus Institute; published through Greentech Media | http://www.gtmresearch.com/report/pv-technology-performance-and-cost-2007-update | Y | 2007 | 4 | 10 | Figure 1.2 | Y | Module costs include material, labor, manufacturing overheard, and capital depreciation at 14% per annum. Costs omit research, marketing, and general overhead.
Solar PV | Multicrystalline Silicon Cost Ingot | U.S. | Profitable Price | Y | 3.55 | $/WDC | 2006 | 2006 | 2006 | Range: minimum | Unspecified | Modeling/Interviews | Historical | PV Technology, Performance, and Cost (2007 update) | Prometheus Institute; published through Greentech Media | http://www.gtmresearch.com/report/pv-technology-performance-and-cost-2007-update | Y | 2007 | 4 | 10 | Figure 1.2 | Y | Module costs include material, labor, manufacturing overheard, and capital depreciation at 14% per annum. Costs omit research, marketing, and general overhead.
Solar PV | Ribbon/Sheet Silicon | U.S. | Profitable Price | Y | 3.35 | $/WDC | 2006 | 2006 | 2006 | Range: minimum | Unspecified | Modeling/Interviews | Historical | PV Technology, Performance, and Cost (2007 update) | Prometheus Institute; published through Greentech Media | http://www.gtmresearch.com/report/pv-technology-performance-and-cost-2007-update | Y | 2007 | 4 | 10 | Figure 1.2 | Y | Module costs include material, labor, manufacturing overheard, and capital depreciation at 14% per annum. Costs omit research, marketing, and general overhead.
Solar PV | Concentrators Silicon Cell | U.S. | Profitable Price | Y | 5 | $/WDC | 2006 | 2006 | 2006 | Range: minimum | Unspecified | Modeling/Interviews | Historical | PV Technology, Performance, and Cost (2007 update) | Prometheus Institute; published through Greentech Media | http://www.gtmresearch.com/report/pv-technology-performance-and-cost-2007-update | Y | 2007 | 4 | 10 | Figure 1.2 | Y | Module costs include material, labor, manufacturing overheard, and capital depreciation at 14% per annum. Costs omit research, marketing, and general overhead.
Solar PV | Amorphous Silicon | U.S. | Profitable Price | Y | 2.5 | $/WDC | 2006 | 2006 | 2006 | Range: minimum | Unspecified | Modeling/Interviews | Historical | PV Technology, Performance, and Cost (2007 update) | Prometheus Institute; published through Greentech Media | http://www.gtmresearch.com/report/pv-technology-performance-and-cost-2007-update | Y | 2007 | 4 | 10 | Figure 1.2 | Y | Module costs include material, labor, manufacturing overheard, and capital depreciation at 14% per annum. Costs omit research, marketing, and general overhead.
Solar PV | Copper Indium (G) Diselenide | U.S. | Profitable Price | Y | 2.5 | $/WDC | 2006 | 2006 | 2006 | Range: minimum | Unspecified | Modeling/Interviews | Historical | PV Technology, Performance, and Cost (2007 update) | Prometheus Institute; published through Greentech Media | http://www.gtmresearch.com/report/pv-technology-performance-and-cost-2007-update | Y | 2007 | 4 | 10 | Figure 1.2 | Y | Module costs include material, labor, manufacturing overheard, and capital depreciation at 14% per annum. Costs omit research, marketing, and general overhead.
Solar PV | Cadmium Telluride (CdTe) | U.S. | Profitable Price | Y | 2.5 | $/WDC | 2006 | 2006 | 2006 | Range: minimum | Unspecified | Modeling/Interviews | Historical | PV Technology, Performance, and Cost (2007 update) | Prometheus Institute; published through Greentech Media | http://www.gtmresearch.com/report/pv-technology-performance-and-cost-2007-update | Y | 2007 | 4 | 10 | Figure 1.2 | Y | Module costs include material, labor, manufacturing overheard, and capital depreciation at 14% per annum. Costs omit research, marketing, and general overhead.
Solar PV | Thin Film systems > 100 kW | U.S. | Installed Costs - Total | Y | 7.7 | $/WDC-STC | 2006-2007 | 2007 | 2006-2007 | Average - simple | 39 | Real data from up to 16 state or utility incentive programs in up to 12 states | Historical | Tracking the Sun: The Installed Costs of PV in the U.S. from 1998-2007 | Lawrence Berkeley National Laboratory | http://eetd.lbl.gov/ea/ems/reports/lbnl-1516e-web.pdf | Y | 2009 | 18 | 20 | Figure 14 | Corrected 5/22/2009 | Numerical values provided by author.
Solar PV |  | OR | Installed Costs - Total | Y | 8.4 | $/WDC-STC | 2006-2007 | 2007 | 2006-2007 | Average - capacity-weighted | 324 | Energy Trust of Oregon | Historical | Tracking the Sun: The Installed Costs of PV in the U.S. from 1998-2007 | Lawrence Berkeley National Laboratory | http://eetd.lbl.gov/ea/ems/reports/lbnl-1516e-web.pdf | Y | 2009 | 16 | 18 | Table 4 | Corrected 5/22/2009
Solar PV |  | PA | Installed Costs - Total | Y | 8.7 | $/WDC-STC | 2006-2007 | 2007 | 2006-2007 | Average - capacity-weighted | 67 | Sustainable Development Fund | Historical | Tracking the Sun: The Installed Costs of PV in the U.S. from 1998-2007 | Lawrence Berkeley National Laboratory | http://eetd.lbl.gov/ea/ems/reports/lbnl-1516e-web.pdf | Y | 2009 | 16 | 18 | Table 4 | Corrected 5/22/2009
Solar PV |  | WI | Installed Costs - Total | Y | 8.3 | $/WDC-STC | 2006-2007 | 2007 | 2006-2007 | Average - capacity-weighted | 162 | WI Focus on Energy | Historical | Tracking the Sun: The Installed Costs of PV in the U.S. from 1998-2007 | Lawrence Berkeley National Laboratory | http://eetd.lbl.gov/ea/ems/reports/lbnl-1516e-web.pdf | Y | 2009 | 16 | 18 | Table 4 | Corrected 5/22/2009
Solar PV | Residential | U.S. | Incentive - after-tax |  | 3.1696 | $/WDC-STC | 1998 | 2007 | 1998 | Average - capacity-weighted | 34 | Real data from up to 16 state or utility incentive programs in up to 12 states | Historical | Tracking the Sun: The Installed Costs of PV in the U.S. from 1998-2007 | Lawrence Berkeley National Laboratory | http://eetd.lbl.gov/ea/ems/reports/lbnl-1516e-web.pdf | Y | 2009 | 26 | 28 | Figure 18 | Y | Numerical values provided by author. State and utility incentives, excluding state ITCs
Solar PV | Residential | U.S. | Incentive - after-tax |  | 3.3998 | $/WDC-STC | 1999 | 2007 | 1999 | Average - capacity-weighted | 180 | Real data from up to 16 state or utility incentive programs in up to 12 states | Historical | Tracking the Sun: The Installed Costs of PV in the U.S. from 1998-2007 | Lawrence Berkeley National Laboratory | http://eetd.lbl.gov/ea/ems/reports/lbnl-1516e-web.pdf | Y | 2009 | 26 | 28 | Figure 18 | Y | Numerical values provided by author. State and utility incentives, excluding state ITCs
Solar PV | Residential | U.S. | Incentive - after-tax |  | 3.0324 | $/WDC-STC | 2000 | 2007 | 2000 | Average - capacity-weighted | 205 | Real data from up to 16 state or utility incentive programs in up to 12 states | Historical | Tracking the Sun: The Installed Costs of PV in the U.S. from 1998-2007 | Lawrence Berkeley National Laboratory | http://eetd.lbl.gov/ea/ems/reports/lbnl-1516e-web.pdf | Y | 2009 | 26 | 28 | Figure 18 | Y | Numerical values provided by author. State and utility incentives, excluding state ITCs
Solar PV | Residential | U.S. | Incentive - after-tax |  | 4.2516 | $/WDC-STC | 2001 | 2007 | 2001 | Average - capacity-weighted | 1303 | Real data from up to 16 state or utility incentive programs in up to 12 states | Historical | Tracking the Sun: The Installed Costs of PV in the U.S. from 1998-2007 | Lawrence Berkeley National Laboratory | http://eetd.lbl.gov/ea/ems/reports/lbnl-1516e-web.pdf | Y | 2009 | 26 | 28 | Figure 18 | Y | Numerical values provided by author. State and utility incentives, excluding state ITCs
Solar PV | Residential | U.S. | Incentive - after-tax |  | 4.3725 | $/WDC-STC | 2002 | 2007 | 2002 | Average - capacity-weighted | 2349 | Real data from up to 16 state or utility incentive programs in up to 12 states | Historical | Tracking the Sun: The Installed Costs of PV in the U.S. from 1998-2007 | Lawrence Berkeley National Laboratory | http://eetd.lbl.gov/ea/ems/reports/lbnl-1516e-web.pdf | Y | 2009 | 26 | 28 | Figure 18 | Y | Numerical values provided by author. State and utility incentives, excluding state ITCs
Solar PV | Residential | U.S. | Incentive - after-tax |  | 3.9351 | $/WDC-STC | 2003 | 2007 | 2003 | Average - capacity-weighted | 3076 | Real data from up to 16 state or utility incentive programs in up to 12 states | Historical | Tracking the Sun: The Installed Costs of PV in the U.S. from 1998-2007 | Lawrence Berkeley National Laboratory | http://eetd.lbl.gov/ea/ems/reports/lbnl-1516e-web.pdf | Y | 2009 | 26 | 28 | Figure 18 | Y | Numerical values provided by author. State and utility incentives, excluding state ITCs
Solar PV | Residential | U.S. | Incentive - after-tax |  | 3.539 | $/WDC-STC | 2004 | 2007 | 2004 | Average - capacity-weighted | 4862 | Real data from up to 16 state or utility incentive programs in up to 12 states | Historical | Tracking the Sun: The Installed Costs of PV in the U.S. from 1998-2007 | Lawrence Berkeley National Laboratory | http://eetd.lbl.gov/ea/ems/reports/lbnl-1516e-web.pdf | Y | 2009 | 26 | 28 | Figure 18 | Y | Numerical values provided by author. State and utility incentives, excluding state ITCs
Solar PV | Residential | U.S. | Incentive - after-tax |  | 3.1422 | $/WDC-STC | 2005 | 2007 | 2005 | Average - capacity-weighted | 4362 | Real data from up to 16 state or utility incentive programs in up to 12 states | Historical | Tracking the Sun: The Installed Costs of PV in the U.S. from 1998-2007 | Lawrence Berkeley National Laboratory | http://eetd.lbl.gov/ea/ems/reports/lbnl-1516e-web.pdf | Y | 2009 | 26 | 28 | Figure 18 | Y | Numerical values provided by author. State and utility incentives, excluding state ITCs
Solar PV | Residential | U.S. | Incentive - after-tax |  | 2.9412 | $/WDC-STC | 2006 | 2007 | 2006 | Average - capacity-weighted | 7280 | Real data from up to 16 state or utility incentive programs in up to 12 states | Historical | Tracking the Sun: The Installed Costs of PV in the U.S. from 1998-2007 | Lawrence Berkeley National Laboratory | http://eetd.lbl.gov/ea/ems/reports/lbnl-1516e-web.pdf | Y | 2009 | 26 | 28 | Figure 18 | Y | Numerical values provided by author. State and utility incentives, excluding state ITCs
Solar PV | Residential | U.S. | Incentive - after-tax |  | 2.4757 | $/WDC-STC | 2007 | 2007 | 2007 | Average - capacity-weighted | 9109 | Real data from up to 16 state or utility incentive programs in up to 12 states | Historical | Tracking the Sun: The Installed Costs of PV in the U.S. from 1998-2007 | Lawrence Berkeley National Laboratory | http://eetd.lbl.gov/ea/ems/reports/lbnl-1516e-web.pdf | Y | 2009 | 26 | 28 | Figure 18 | Y | Numerical values provided by author. State and utility incentives, excluding state ITCs
Solar PV | Commercial | U.S. | Incentive - after-tax |  | 1.9424 | $/WDC-STC | 1998 | 2007 | 1998 | Average - capacity-weighted | 5 | Real data from up to 16 state or utility incentive programs in up to 12 states | Historical | Tracking the Sun: The Installed Costs of PV in the U.S. from 1998-2007 | Lawrence Berkeley National Laboratory | http://eetd.lbl.gov/ea/ems/reports/lbnl-1516e-web.pdf | Y | 2009 | 26 | 28 | Figure 19 | Y | Numerical values provided by author. State and utility incentives, excluding state ITCs
Solar PV | Commercial | U.S. | Incentive - after-tax |  | 1.8728 | $/WDC-STC | 1999 | 2007 | 1999 | Average - capacity-weighted | 10 | Real data from up to 16 state or utility incentive programs in up to 12 states | Historical | Tracking the Sun: The Installed Costs of PV in the U.S. from 1998-2007 | Lawrence Berkeley National Laboratory | http://eetd.lbl.gov/ea/ems/reports/lbnl-1516e-web.pdf | Y | 2009 | 26 | 28 | Figure 19 | Y | Numerical values provided by author. State and utility incentives, excluding state ITCs
Solar PV | Commercial | U.S. | Incentive - after-tax |  | 1.9138 | $/WDC-STC | 2000 | 2007 | 2000 | Average - capacity-weighted | 14 | Real data from up to 16 state or utility incentive programs in up to 12 states | Historical | Tracking the Sun: The Installed Costs of PV in the U.S. from 1998-2007 | Lawrence Berkeley National Laboratory | http://eetd.lbl.gov/ea/ems/reports/lbnl-1516e-web.pdf | Y | 2009 | 26 | 28 | Figure 19 | Y | Numerical values provided by author. State and utility incentives, excluding state ITCs
Solar PV | Commercial | U.S. | Incentive - after-tax |  | 2.6089 | $/WDC-STC | 2001 | 2007 | 2001 | Average - capacity-weighted | 41 | Real data from up to 16 state or utility incentive programs in up to 12 states | Historical | Tracking the Sun: The Installed Costs of PV in the U.S. from 1998-2007 | Lawrence Berkeley National Laboratory | http://eetd.lbl.gov/ea/ems/reports/lbnl-1516e-web.pdf | Y | 2009 | 26 | 28 | Figure 19 | Y | Numerical values provided by author. State and utility incentives, excluding state ITCs
Solar PV | Commercial | U.S. | Incentive - after-tax |  | 2.643 | $/WDC-STC | 2002 | 2007 | 2002 | Average - capacity-weighted | 168 | Real data from up to 16 state or utility incentive programs in up to 12 states | Historical | Tracking the Sun: The Installed Costs of PV in the U.S. from 1998-2007 | Lawrence Berkeley National Laboratory | http://eetd.lbl.gov/ea/ems/reports/lbnl-1516e-web.pdf | Y | 2009 | 26 | 28 | Figure 19 | Y | Numerical values provided by author. State and utility incentives, excluding state ITCs
Solar PV | Commercial | U.S. | Incentive - after-tax |  | 2.3268 | $/WDC-STC | 2003 | 2007 | 2003 | Average - capacity-weighted | 388 | Real data from up to 16 state or utility incentive programs in up to 12 states | Historical | Tracking the Sun: The Installed Costs of PV in the U.S. from 1998-2007 | Lawrence Berkeley National Laboratory | http://eetd.lbl.gov/ea/ems/reports/lbnl-1516e-web.pdf | Y | 2009 | 26 | 28 | Figure 19 | Y | Numerical values provided by author. State and utility incentives, excluding state ITCs
Solar PV | Commercial | U.S. | Incentive - after-tax |  | 2.2679 | $/WDC-STC | 2004 | 2007 | 2004 | Average - capacity-weighted | 619 | Real data from up to 16 state or utility incentive programs in up to 12 states | Historical | Tracking the Sun: The Installed Costs of PV in the U.S. from 1998-2007 | Lawrence Berkeley National Laboratory | http://eetd.lbl.gov/ea/ems/reports/lbnl-1516e-web.pdf | Y | 2009 | 26 | 28 | Figure 19 | Y | Numerical values provided by author. State and utility incentives, excluding state ITCs
Solar PV | Commercial | U.S. | Incentive - after-tax |  | 2.0712 | $/WDC-STC | 2005 | 2007 | 2005 | Average - capacity-weighted | 700 | Real data from up to 16 state or utility incentive programs in up to 12 states | Historical | Tracking the Sun: The Installed Costs of PV in the U.S. from 1998-2007 | Lawrence Berkeley National Laboratory | http://eetd.lbl.gov/ea/ems/reports/lbnl-1516e-web.pdf | Y | 2009 | 26 | 28 | Figure 19 | Y | Numerical values provided by author. State and utility incentives, excluding state ITCs
Solar PV | Commercial | U.S. | Incentive - after-tax |  | 1.8938 | $/WDC-STC | 2006 | 2007 | 2006 | Average - capacity-weighted | 1030 | Real data from up to 16 state or utility incentive programs in up to 12 states | Historical | Tracking the Sun: The Installed Costs of PV in the U.S. from 1998-2007 | Lawrence Berkeley National Laboratory | http://eetd.lbl.gov/ea/ems/reports/lbnl-1516e-web.pdf | Y | 2009 | 26 | 28 | Figure 19 | Y | Numerical values provided by author. State and utility incentives, excluding state ITCs
Solar PV | Commercial | U.S. | Incentive - after-tax |  | 1.5917 | $/WDC-STC | 2007 | 2007 | 2007 | Average - capacity-weighted | 1107 | Real data from up to 16 state or utility incentive programs in up to 12 states | Historical | Tracking the Sun: The Installed Costs of PV in the U.S. from 1998-2007 | Lawrence Berkeley National Laboratory | http://eetd.lbl.gov/ea/ems/reports/lbnl-1516e-web.pdf | Y | 2009 | 26 | 28 | Figure 19 | Y | Numerical values provided by author. State and utility incentives, excluding state ITCs
Solar PV | Systems < 10 kW | U.S. | Installed Costs - Capital Costs | Y | 4.5 | $/WDC-STC | 2006-2007 | 2007 | 2006-2007 | Average - simple | 2170 | Real data from 16 state or utility incentive programs in 12 states | Historical | Tracking the Sun: The Installed Costs of PV in the U.S. from 1998-2007 | Lawrence Berkeley National Laboratory | http://eetd.lbl.gov/ea/ems/reports/lbnl-1516e-web.pdf | Y | 2009 | 19 | 21 | Figure 15 | Y | 55% of total installed costs
Solar PV | 10 kW ≤ Systems ≤ 100 kW | U.S. | Installed Costs - Capital Costs | Y | 4.2 | $/WDC-STC | 2006-2007 | 2007 | 2006-2007 | Average - simple | 145 | Real data from 16 state or utility incentive programs in 12 states | Historical | Tracking the Sun: The Installed Costs of PV in the U.S. from 1998-2007 | Lawrence Berkeley National Laboratory | http://eetd.lbl.gov/ea/ems/reports/lbnl-1516e-web.pdf | Y | 2009 | 19 | 21 | Figure 15 | Y | 52% of total installed costs
Solar PV |  | U.S. | Installed Costs - Capital Costs | Y | 4.76 | $/WDC-STC | 1998 | 2007 | 1998 | Average - capacity-weighted | Unspecified | Navigant Consulting’s Global Power Module price index | Historical | Tracking the Sun: The Installed Costs of PV in the U.S. from 1998-2007 | Lawrence Berkeley National Laboratory | http://eetd.lbl.gov/ea/ems/reports/lbnl-1516e-web.pdf | Y | 2009 | 10 | 12 | Figure 5 | Y | Numerical values provided by author.
Solar PV |  | U.S. | Installed Costs - Capital Costs | Y | 4.69 | $/WDC-STC | 1999 | 2007 | 1999 | Average - capacity-weighted | Unspecified | Navigant Consulting’s Global Power Module price index | Historical | Tracking the Sun: The Installed Costs of PV in the U.S. from 1998-2007 | Lawrence Berkeley National Laboratory | http://eetd.lbl.gov/ea/ems/reports/lbnl-1516e-web.pdf | Y | 2009 | 10 | 12 | Figure 5 | Y | Numerical values provided by author.
Solar PV |  | U.S. | Installed Costs - Capital Costs | Y | 4.56 | $/WDC-STC | 2000 | 2007 | 2000 | Average - capacity-weighted | Unspecified | Navigant Consulting’s Global Power Module price index | Historical | Tracking the Sun: The Installed Costs of PV in the U.S. from 1998-2007 | Lawrence Berkeley National Laboratory | http://eetd.lbl.gov/ea/ems/reports/lbnl-1516e-web.pdf | Y | 2009 | 10 | 12 | Figure 5 | Y | Numerical values provided by author.
Solar PV |  | U.S. | Installed Costs - Capital Costs | Y | 4.1 | $/WDC-STC | 2001 | 2007 | 2001 | Average - capacity-weighted | Unspecified | Navigant Consulting’s Global Power Module price index | Historical | Tracking the Sun: The Installed Costs of PV in the U.S. from 1998-2007 | Lawrence Berkeley National Laboratory | http://eetd.lbl.gov/ea/ems/reports/lbnl-1516e-web.pdf | Y | 2009 | 10 | 12 | Figure 5 | Y | Numerical values provided by author.
Solar PV |  | U.S. | Installed Costs - Capital Costs | Y | 3.75 | $/WDC-STC | 2002 | 2007 | 2002 | Average - capacity-weighted | Unspecified | Navigant Consulting’s Global Power Module price index | Historical | Tracking the Sun: The Installed Costs of PV in the U.S. from 1998-2007 | Lawrence Berkeley National Laboratory | http://eetd.lbl.gov/ea/ems/reports/lbnl-1516e-web.pdf | Y | 2009 | 10 | 12 | Figure 5 | Y | Numerical values provided by author.
Solar PV |  | U.S. | Installed Costs - Capital Costs | Y | 3.49 | $/WDC-STC | 2003 | 2007 | 2003 | Average - capacity-weighted | Unspecified | Navigant Consulting’s Global Power Module price index | Historical | Tracking the Sun: The Installed Costs of PV in the U.S. from 1998-2007 | Lawrence Berkeley National Laboratory | http://eetd.lbl.gov/ea/ems/reports/lbnl-1516e-web.pdf | Y | 2009 | 10 | 12 | Figure 5 | Y | Numerical values provided by author.
Solar PV |  | U.S. | Installed Costs - Capital Costs | Y | 3.68 | $/WDC-STC | 2004 | 2007 | 2004 | Average - capacity-weighted | Unspecified | Navigant Consulting’s Global Power Module price index | Historical | Tracking the Sun: The Installed Costs of PV in the U.S. from 1998-2007 | Lawrence Berkeley National Laboratory | http://eetd.lbl.gov/ea/ems/reports/lbnl-1516e-web.pdf | Y | 2009 | 10 | 12 | Figure 5 | Y | Numerical values provided by author.
Solar PV |  | U.S. | Installed Costs - Capital Costs | Y | 3.88 | $/WDC-STC | 2005 | 2007 | 2005 | Average - capacity-weighted | Unspecified | Navigant Consulting’s Global Power Module price index | Historical | Tracking the Sun: The Installed Costs of PV in the U.S. from 1998-2007 | Lawrence Berkeley National Laboratory | http://eetd.lbl.gov/ea/ems/reports/lbnl-1516e-web.pdf | Y | 2009 | 10 | 12 | Figure 5 | Y | Numerical values provided by author.
Solar PV |  | U.S. | Installed Costs - Capital Costs | Y | 4.01 | $/WDC-STC | 2006 | 2007 | 2006 | Average - capacity-weighted | Unspecified | Navigant Consulting’s Global Power Module price index | Historical | Tracking the Sun: The Installed Costs of PV in the U.S. from 1998-2007 | Lawrence Berkeley National Laboratory | http://eetd.lbl.gov/ea/ems/reports/lbnl-1516e-web.pdf | Y | 2009 | 10 | 12 | Figure 5 | Y | Numerical values provided by author.
Solar PV |  | U.S. | Installed Costs - Capital Costs | Y | 3.98 | $/WDC-STC | 2007 | 2007 | 2007 | Average - capacity-weighted | Unspecified | Navigant Consulting’s Global Power Module price index | Historical | Tracking the Sun: The Installed Costs of PV in the U.S. from 1998-2007 | Lawrence Berkeley National Laboratory | http://eetd.lbl.gov/ea/ems/reports/lbnl-1516e-web.pdf | Y | 2009 | 10 | 12 | Figure 5 | Y | Numerical values provided by author.
Solar PV | Systems < 10 kW | U.S. | Installed Costs - Excluding Capital Costs | Y | 3 | $/WDC-STC | 2006-2007 | 2007 | 2006-2007 | Average - simple | 2170 | Real data from 16 state or utility incentive programs in 12 states | Historical | Tracking the Sun: The Installed Costs of PV in the U.S. from 1998-2007 | Lawrence Berkeley National Laboratory | http://eetd.lbl.gov/ea/ems/reports/lbnl-1516e-web.pdf | Y | 2009 | 19 | 21 | Figure 15 | Y | 36% of total installed costs (overhead, profit, regulatory compliance)
Solar PV | 10 kW ≤ Systems ≤ 100 kW | U.S. | Installed Costs - Excluding Capital Costs | Y | 3.2 | $/WDC-STC | 2006-2007 | 2007 | 2006-2007 | Average - simple | 145 | Real data from 16 state or utility incentive programs in 12 states | Historical | Tracking the Sun: The Installed Costs of PV in the U.S. from 1998-2007 | Lawrence Berkeley National Laboratory | http://eetd.lbl.gov/ea/ems/reports/lbnl-1516e-web.pdf | Y | 2009 | 19 | 21 | Figure 15 | Y | 40% of total installed costs (overhead, profit, regulatory compliance)
Solar PV |  | U.S. | Installed Costs - Excluding Capital Costs | Y | 5.6927 | $/WDC-STC | 1998 | 2007 | 1998 | Average - capacity-weighted | 39 | Real data from up to 16 state or utility incentive programs in up to 12 states | Historical | Tracking the Sun: The Installed Costs of PV in the U.S. from 1998-2007 | Lawrence Berkeley National Laboratory | http://eetd.lbl.gov/ea/ems/reports/lbnl-1516e-web.pdf | Y | 2009 | 10 | 12 | Figure 5 | Y | Numerical values provided by author.
Solar PV |  | U.S. | Installed Costs - Excluding Capital Costs | Y | 6.2451 | $/WDC-STC | 1999 | 2007 | 1999 | Average - capacity-weighted | 190 | Real data from up to 16 state or utility incentive programs in up to 12 states | Historical | Tracking the Sun: The Installed Costs of PV in the U.S. from 1998-2007 | Lawrence Berkeley National Laboratory | http://eetd.lbl.gov/ea/ems/reports/lbnl-1516e-web.pdf | Y | 2009 | 10 | 12 | Figure 5 | Y | Numerical values provided by author.
Solar PV |  | U.S. | Installed Costs - Excluding Capital Costs | Y | 4.6413 | $/WDC-STC | 2000 | 2007 | 2000 | Average - capacity-weighted | 219 | Real data from up to 16 state or utility incentive programs in up to 12 states | Historical | Tracking the Sun: The Installed Costs of PV in the U.S. from 1998-2007 | Lawrence Berkeley National Laboratory | http://eetd.lbl.gov/ea/ems/reports/lbnl-1516e-web.pdf | Y | 2009 | 10 | 12 | Figure 5 | Y | Numerical values provided by author.
Solar PV |  | U.S. | Installed Costs - Excluding Capital Costs | Y | 5.448 | $/WDC-STC | 2001 | 2007 | 2001 | Average - capacity-weighted | 1344 | Real data from up to 16 state or utility incentive programs in up to 12 states | Historical | Tracking the Sun: The Installed Costs of PV in the U.S. from 1998-2007 | Lawrence Berkeley National Laboratory | http://eetd.lbl.gov/ea/ems/reports/lbnl-1516e-web.pdf | Y | 2009 | 10 | 12 | Figure 5 | Y | Numerical values provided by author.
Solar PV |  | U.S. | Installed Costs - Excluding Capital Costs | Y | 5.7737 | $/WDC-STC | 2002 | 2007 | 2002 | Average - capacity-weighted | 2523 | Real data from up to 16 state or utility incentive programs in up to 12 states | Historical | Tracking the Sun: The Installed Costs of PV in the U.S. from 1998-2007 | Lawrence Berkeley National Laboratory | http://eetd.lbl.gov/ea/ems/reports/lbnl-1516e-web.pdf | Y | 2009 | 10 | 12 | Figure 5 | Y | Numerical values provided by author.
Solar PV |  | U.S. | Installed Costs - Excluding Capital Costs | Y | 4.7032 | $/WDC-STC | 2003 | 2007 | 2003 | Average - capacity-weighted | 3471 | Real data from up to 16 state or utility incentive programs in up to 12 states | Historical | Tracking the Sun: The Installed Costs of PV in the U.S. from 1998-2007 | Lawrence Berkeley National Laboratory | http://eetd.lbl.gov/ea/ems/reports/lbnl-1516e-web.pdf | Y | 2009 | 10 | 12 | Figure 5 | Y | Numerical values provided by author.
Solar PV |  | U.S. | Installed Costs - Excluding Capital Costs | Y | 4.3222 | $/WDC-STC | 2004 | 2007 | 2004 | Average - capacity-weighted | 5497 | Real data from up to 16 state or utility incentive programs in up to 12 states | Historical | Tracking the Sun: The Installed Costs of PV in the U.S. from 1998-2007 | Lawrence Berkeley National Laboratory | http://eetd.lbl.gov/ea/ems/reports/lbnl-1516e-web.pdf | Y | 2009 | 10 | 12 | Figure 5 | Y | Numerical values provided by author.
Solar PV |  | U.S. | Installed Costs - Excluding Capital Costs | Y | 3.5379 | $/WDC-STC | 2005 | 2007 | 2005 | Average - capacity-weighted | 5084 | Real data from up to 16 state or utility incentive programs in up to 12 states | Historical | Tracking the Sun: The Installed Costs of PV in the U.S. from 1998-2007 | Lawrence Berkeley National Laboratory | http://eetd.lbl.gov/ea/ems/reports/lbnl-1516e-web.pdf | Y | 2009 | 10 | 12 | Figure 5 | Y | Numerical values provided by author.
Solar PV |  | U.S. | Installed Costs - Excluding Capital Costs | Y | 3.5464 | $/WDC-STC | 2006 | 2007 | 2006 | Average - capacity-weighted | 8354 | Real data from up to 16 state or utility incentive programs in up to 12 states | Historical | Tracking the Sun: The Installed Costs of PV in the U.S. from 1998-2007 | Lawrence Berkeley National Laboratory | http://eetd.lbl.gov/ea/ems/reports/lbnl-1516e-web.pdf | Y | 2009 | 10 | 12 | Figure 5 | Y | Numerical values provided by author.
Solar PV |  | U.S. | Installed Costs - Excluding Capital Costs | Y | 3.5901 | $/WDC-STC | 2007 | 2007 | 2007 | Average - capacity-weighted | 10271 | Real data from up to 16 state or utility incentive programs in up to 12 states | Historical | Tracking the Sun: The Installed Costs of PV in the U.S. from 1998-2007 | Lawrence Berkeley National Laboratory | http://eetd.lbl.gov/ea/ems/reports/lbnl-1516e-web.pdf | Y | 2009 | 10 | 12 | Figure 5 | Y | Numerical values provided by author.
Solar PV | Systems < 10 kW | U.S. | Installed Costs - Inverter Costs | Y | 0.7 | $/WDC-STC | 2006-2007 | 2007 | 2006-2007 | Average - simple | 2170 | Real data from 16 state or utility incentive programs in 12 states | Historical | Tracking the Sun: The Installed Costs of PV in the U.S. from 1998-2007 | Lawrence Berkeley National Laboratory | http://eetd.lbl.gov/ea/ems/reports/lbnl-1516e-web.pdf | Y | 2009 | 19 | 21 | Figure 15 | Y | 9% of total installed costs
Solar PV | 10 kW ≤ Systems ≤ 100 kW | U.S. | Installed Costs - Inverter Costs | Y | 0.6 | $/WDC-STC | 2006-2007 | 2007 | 2006-2007 | Average - simple | 145 | Real data from 16 state or utility incentive programs in 12 states | Historical | Tracking the Sun: The Installed Costs of PV in the U.S. from 1998-2007 | Lawrence Berkeley National Laboratory | http://eetd.lbl.gov/ea/ems/reports/lbnl-1516e-web.pdf | Y | 2009 | 19 | 21 | Figure 15 | Y | 8% of total installed costs
Solar PV | Thin Film systems < 10 kW | U.S. | Installed Costs - Total | Y | 8.5981 | $/WDC-STC | 2006-2007 | 2007 | 2006-2007 | Average - simple | 1166 | Real data from up to 16 state or utility incentive programs in up to 12 states | Historical | Tracking the Sun: The Installed Costs of PV in the U.S. from 1998-2007 | Lawrence Berkeley National Laboratory | http://eetd.lbl.gov/ea/ems/reports/lbnl-1516e-web.pdf | Y | 2009 | 18 | 20 | Figure 14 | Y | Numerical values provided by author. $0.5/WDC-STC more expensive than crystalline silicon systems of the same size.
Solar PV | Crystalline silicon systems < 10 kW | U.S. | Installed Costs - Total | Y | 8.1139 | $/WDC-STC | 2006-2007 | 2007 | 2006-2007 | Average - simple | 13882 | Real data from up to 16 state or utility incentive programs in up to 12 states | Historical | Tracking the Sun: The Installed Costs of PV in the U.S. from 1998-2007 | Lawrence Berkeley National Laboratory | http://eetd.lbl.gov/ea/ems/reports/lbnl-1516e-web.pdf | Y | 2009 | 18 | 20 | Figure 14 | Y | Numerical values provided by author.
Solar PV | 10 kW ≤ Thin film systems ≤ 100 kW | U.S. | Installed Costs - Total | Y | 7.8894 | $/WDC-STC | 2006-2007 | 2007 | 2006-2007 | Average - simple | 129 | Real data from up to 16 state or utility incentive programs in up to 12 states | Historical | Tracking the Sun: The Installed Costs of PV in the U.S. from 1998-2007 | Lawrence Berkeley National Laboratory | http://eetd.lbl.gov/ea/ems/reports/lbnl-1516e-web.pdf | Y | 2009 | 18 | 20 | Figure 14 | Y | Numerical values provided by author.
Solar PV | 10 kW ≤ Crystalline silicon systems ≤ 100 kW | U.S. | Installed Costs - Total | Y | 7.7701 | $/WDC-STC | 2006-2007 | 2007 | 2006-2007 | Average - simple | 1739 | Real data from up to 16 state or utility incentive programs in up to 12 states | Historical | Tracking the Sun: The Installed Costs of PV in the U.S. from 1998-2007 | Lawrence Berkeley National Laboratory | http://eetd.lbl.gov/ea/ems/reports/lbnl-1516e-web.pdf | Y | 2009 | 18 | 20 | Figure 14 | Y | Numerical values provided by author.
Solar PV | Crystalline silicon systems > 100 kW | U.S. | Installed Costs - Total | Y | 7.095 | $/WDC-STC | 2006-2007 | 2007 | 2006-2007 | Average - simple | 178 | Real data from up to 16 state or utility incentive programs in up to 12 states | Historical | Tracking the Sun: The Installed Costs of PV in the U.S. from 1998-2007 | Lawrence Berkeley National Laboratory | http://eetd.lbl.gov/ea/ems/reports/lbnl-1516e-web.pdf | Y | 2009 | 18 | 20 | Figure 14 | Y | Numerical values provided by author.
Solar PV | Thin Film systems < 10 kW | U.S. | Installed Costs - Total | Y | 1.5596 | $/WDC-STC | 2006-2007 | 2007 | 2006-2007 | Standard deviation | 1166 | Real data from up to 16 state or utility incentive programs in up to 12 states | Historical | Tracking the Sun: The Installed Costs of PV in the U.S. from 1998-2007 | Lawrence Berkeley National Laboratory | http://eetd.lbl.gov/ea/ems/reports/lbnl-1516e-web.pdf | Y | 2009 | 18 | 20 | Figure 14 | Y | Numerical values provided by author. $0.5/WDC-STC more expensive than crystalline silicon systems of the same size.
Solar PV | Crystalline silicon systems < 10 kW | U.S. | Installed Costs - Total | Y | 1.3263 | $/WDC-STC | 2006-2007 | 2007 | 2006-2007 | Standard deviation | 13882 | Real data from up to 16 state or utility incentive programs in up to 12 states | Historical | Tracking the Sun: The Installed Costs of PV in the U.S. from 1998-2007 | Lawrence Berkeley National Laboratory | http://eetd.lbl.gov/ea/ems/reports/lbnl-1516e-web.pdf | Y | 2009 | 18 | 20 | Figure 14 | Y | Numerical values provided by author.
Solar PV | 10 kW ≤ Thin film systems ≤ 100 kW | U.S. | Installed Costs - Total | Y | 1.2773 | $/WDC-STC | 2006-2007 | 2007 | 2006-2007 | Standard deviation | 129 | Real data from up to 16 state or utility incentive programs in up to 12 states | Historical | Tracking the Sun: The Installed Costs of PV in the U.S. from 1998-2007 | Lawrence Berkeley National Laboratory | http://eetd.lbl.gov/ea/ems/reports/lbnl-1516e-web.pdf | Y | 2009 | 18 | 20 | Figure 14 | Y | Numerical values provided by author.
Solar PV | 10 kW ≤ Crystalline silicon systems ≤ 100 kW | U.S. | Installed Costs - Total | Y | 1.5291 | $/WDC-STC | 2006-2007 | 2007 | 2006-2007 | Standard deviation | 1739 | Real data from up to 16 state or utility incentive programs in up to 12 states | Historical | Tracking the Sun: The Installed Costs of PV in the U.S. from 1998-2007 | Lawrence Berkeley National Laboratory | http://eetd.lbl.gov/ea/ems/reports/lbnl-1516e-web.pdf | Y | 2009 | 18 | 20 | Figure 14 | Y | Numerical values provided by author.
Solar PV | Thin Film systems > 100 kW | U.S. | Installed Costs - Total | Y | 3.4119 | $/WDC-STC | 2006-2007 | 2007 | 2006-2007 | Standard deviation | 39 | Real data from up to 16 state or utility incentive programs in up to 12 states | Historical | Tracking the Sun: The Installed Costs of PV in the U.S. from 1998-2007 | Lawrence Berkeley National Laboratory | http://eetd.lbl.gov/ea/ems/reports/lbnl-1516e-web.pdf | Y | 2009 | 18 | 20 | Figure 14 | Y | Numerical values provided by author.
Solar PV | Crystalline silicon systems > 100 kW | U.S. | Installed Costs - Total | Y | 0.97691 | $/WDC-STC | 2006-2007 | 2007 | 2006-2007 | Standard deviation | 178 | Real data from up to 16 state or utility incentive programs in up to 12 states | Historical | Tracking the Sun: The Installed Costs of PV in the U.S. from 1998-2007 | Lawrence Berkeley National Laboratory | http://eetd.lbl.gov/ea/ems/reports/lbnl-1516e-web.pdf | Y | 2009 | 18 | 20 | Figure 14 | Y | Numerical values provided by author.
Solar PV | Residential | U.S. | Installed Costs - Total | N | 8.6839 | $/WDC-STC | 1998 | 2007 | 1998 | Average - capacity-weighted | 34 | Real data from up to 16 state or utility incentive programs in up to 12 states | Historical | Tracking the Sun: The Installed Costs of PV in the U.S. from 1998-2007 | Lawrence Berkeley National Laboratory | http://eetd.lbl.gov/ea/ems/reports/lbnl-1516e-web.pdf | Y | 2009 | 26 | 28 | Figure 18 | Y | Numerical values provided by author.
Solar PV | Residential | U.S. | Installed Costs - Total | N | 8.1923 | $/WDC-STC | 1999 | 2007 | 1999 | Average - capacity-weighted | 180 | Real data from up to 16 state or utility incentive programs in up to 12 states | Historical | Tracking the Sun: The Installed Costs of PV in the U.S. from 1998-2007 | Lawrence Berkeley National Laboratory | http://eetd.lbl.gov/ea/ems/reports/lbnl-1516e-web.pdf | Y | 2009 | 26 | 28 | Figure 18 | Y | Numerical values provided by author.
Solar PV | Residential | U.S. | Installed Costs - Total | N | 7.6638 | $/WDC-STC | 2000 | 2007 | 2000 | Average - capacity-weighted | 205 | Real data from up to 16 state or utility incentive programs in up to 12 states | Historical | Tracking the Sun: The Installed Costs of PV in the U.S. from 1998-2007 | Lawrence Berkeley National Laboratory | http://eetd.lbl.gov/ea/ems/reports/lbnl-1516e-web.pdf | Y | 2009 | 26 | 28 | Figure 18 | Y | Numerical values provided by author.
Solar PV | Residential | U.S. | Installed Costs - Total | N | 5.3483 | $/WDC-STC | 2001 | 2007 | 2001 | Average - capacity-weighted | 1303 | Real data from up to 16 state or utility incentive programs in up to 12 states | Historical | Tracking the Sun: The Installed Costs of PV in the U.S. from 1998-2007 | Lawrence Berkeley National Laboratory | http://eetd.lbl.gov/ea/ems/reports/lbnl-1516e-web.pdf | Y | 2009 | 26 | 28 | Figure 18 | Y | Numerical values provided by author.
Solar PV | Residential | U.S. | Installed Costs - Total | N | 5.1596 | $/WDC-STC | 2002 | 2007 | 2002 | Average - capacity-weighted | 2349 | Real data from up to 16 state or utility incentive programs in up to 12 states | Historical | Tracking the Sun: The Installed Costs of PV in the U.S. from 1998-2007 | Lawrence Berkeley National Laboratory | http://eetd.lbl.gov/ea/ems/reports/lbnl-1516e-web.pdf | Y | 2009 | 26 | 28 | Figure 18 | Y | Numerical values provided by author.
Solar PV | Residential | U.S. | Installed Costs - Total | N | 4.615 | $/WDC-STC | 2003 | 2007 | 2003 | Average - capacity-weighted | 3076 | Real data from up to 16 state or utility incentive programs in up to 12 states | Historical | Tracking the Sun: The Installed Costs of PV in the U.S. from 1998-2007 | Lawrence Berkeley National Laboratory | http://eetd.lbl.gov/ea/ems/reports/lbnl-1516e-web.pdf | Y | 2009 | 26 | 28 | Figure 18 | Y | Numerical values provided by author.
Solar PV | Residential | U.S. | Installed Costs - Total | N | 4.5247 | $/WDC-STC | 2004 | 2007 | 2004 | Average - capacity-weighted | 4862 | Real data from up to 16 state or utility incentive programs in up to 12 states | Historical | Tracking the Sun: The Installed Costs of PV in the U.S. from 1998-2007 | Lawrence Berkeley National Laboratory | http://eetd.lbl.gov/ea/ems/reports/lbnl-1516e-web.pdf | Y | 2009 | 26 | 28 | Figure 18 | Y | Numerical values provided by author.
Solar PV | Residential | U.S. | Installed Costs - Total | N | 4.6012 | $/WDC-STC | 2005 | 2007 | 2005 | Average - capacity-weighted | 4362 | Real data from up to 16 state or utility incentive programs in up to 12 states | Historical | Tracking the Sun: The Installed Costs of PV in the U.S. from 1998-2007 | Lawrence Berkeley National Laboratory | http://eetd.lbl.gov/ea/ems/reports/lbnl-1516e-web.pdf | Y | 2009 | 26 | 28 | Figure 18 | Y | Numerical values provided by author.
Solar PV | Residential | U.S. | Installed Costs - Total | N | 4.5627 | $/WDC-STC | 2006 | 2007 | 2006 | Average - capacity-weighted | 7280 | Real data from up to 16 state or utility incentive programs in up to 12 states | Historical | Tracking the Sun: The Installed Costs of PV in the U.S. from 1998-2007 | Lawrence Berkeley National Laboratory | http://eetd.lbl.gov/ea/ems/reports/lbnl-1516e-web.pdf | Y | 2009 | 26 | 28 | Figure 18 | Y | Numerical values provided by author.
Solar PV | Residential | U.S. | Installed Costs - Total | N | 5.1179 | $/WDC-STC | 2007 | 2007 | 2007 | Average - capacity-weighted | 9109 | Real data from up to 16 state or utility incentive programs in up to 12 states | Historical | Tracking the Sun: The Installed Costs of PV in the U.S. from 1998-2007 | Lawrence Berkeley National Laboratory | http://eetd.lbl.gov/ea/ems/reports/lbnl-1516e-web.pdf | Y | 2009 | 26 | 28 | Figure 18 | Y | Numerical values provided by author.
Solar PV | Residential | U.S. | Installed Costs - Total | Y | 11.8535 | $/WDC-STC | 1998 | 2007 | 1998 | Average - capacity-weighted | 34 | Real data from up to 16 state or utility incentive programs in up to 12 states | Historical | Tracking the Sun: The Installed Costs of PV in the U.S. from 1998-2007 | Lawrence Berkeley National Laboratory | http://eetd.lbl.gov/ea/ems/reports/lbnl-1516e-web.pdf | Y | 2009 | 26 | 28 | Figure 18 | Y | Numerical values provided by author.
Solar PV | Residential | U.S. | Installed Costs - Total | Y | 11.5921 | $/WDC-STC | 1999 | 2007 | 1999 | Average - capacity-weighted | 180 | Real data from up to 16 state or utility incentive programs in up to 12 states | Historical | Tracking the Sun: The Installed Costs of PV in the U.S. from 1998-2007 | Lawrence Berkeley National Laboratory | http://eetd.lbl.gov/ea/ems/reports/lbnl-1516e-web.pdf | Y | 2009 | 26 | 28 | Figure 18 | Y | Numerical values provided by author.
Solar PV | Residential | U.S. | Installed Costs - Total | Y | 10.6962 | $/WDC-STC | 2000 | 2007 | 2000 | Average - capacity-weighted | 205 | Real data from up to 16 state or utility incentive programs in up to 12 states | Historical | Tracking the Sun: The Installed Costs of PV in the U.S. from 1998-2007 | Lawrence Berkeley National Laboratory | http://eetd.lbl.gov/ea/ems/reports/lbnl-1516e-web.pdf | Y | 2009 | 26 | 28 | Figure 18 | Y | Numerical values provided by author.
Solar PV | Residential | U.S. | Installed Costs - Total | Y | 10.1769 | $/WDC-STC | 2001 | 2007 | 2001 | Average - capacity-weighted | 1303 | Real data from up to 16 state or utility incentive programs in up to 12 states | Historical | Tracking the Sun: The Installed Costs of PV in the U.S. from 1998-2007 | Lawrence Berkeley National Laboratory | http://eetd.lbl.gov/ea/ems/reports/lbnl-1516e-web.pdf | Y | 2009 | 26 | 28 | Figure 18 | Y | Numerical values provided by author.
Solar PV | Residential | U.S. | Installed Costs - Total | Y | 10.0856 | $/WDC-STC | 2002 | 2007 | 2002 | Average - capacity-weighted | 2349 | Real data from up to 16 state or utility incentive programs in up to 12 states | Historical | Tracking the Sun: The Installed Costs of PV in the U.S. from 1998-2007 | Lawrence Berkeley National Laboratory | http://eetd.lbl.gov/ea/ems/reports/lbnl-1516e-web.pdf | Y | 2009 | 26 | 28 | Figure 18 | Y | Numerical values provided by author.
Solar PV | Residential | U.S. | Installed Costs - Total | Y | 9.0313 | $/WDC-STC | 2003 | 2007 | 2003 | Average - capacity-weighted | 3076 | Real data from up to 16 state or utility incentive programs in up to 12 states | Historical | Tracking the Sun: The Installed Costs of PV in the U.S. from 1998-2007 | Lawrence Berkeley National Laboratory | http://eetd.lbl.gov/ea/ems/reports/lbnl-1516e-web.pdf | Y | 2009 | 26 | 28 | Figure 18 | Y | Numerical values provided by author.
Solar PV | Residential | U.S. | Installed Costs - Total | Y | 8.2898 | $/WDC-STC | 2004 | 2007 | 2004 | Average - capacity-weighted | 4862 | Real data from up to 16 state or utility incentive programs in up to 12 states | Historical | Tracking the Sun: The Installed Costs of PV in the U.S. from 1998-2007 | Lawrence Berkeley National Laboratory | http://eetd.lbl.gov/ea/ems/reports/lbnl-1516e-web.pdf | Y | 2009 | 26 | 28 | Figure 18 | Y | Numerical values provided by author.
Solar PV | Residential | U.S. | Installed Costs - Total | Y | 7.9689 | $/WDC-STC | 2005 | 2007 | 2005 | Average - capacity-weighted | 4362 | Real data from up to 16 state or utility incentive programs in up to 12 states | Historical | Tracking the Sun: The Installed Costs of PV in the U.S. from 1998-2007 | Lawrence Berkeley National Laboratory | http://eetd.lbl.gov/ea/ems/reports/lbnl-1516e-web.pdf | Y | 2009 | 26 | 28 | Figure 18 | Y | Numerical values provided by author.
Solar PV | Residential | U.S. | Installed Costs - Total | Y | 8.1123 | $/WDC-STC | 2006 | 2007 | 2006 | Average - capacity-weighted | 7280 | Real data from up to 16 state or utility incentive programs in up to 12 states | Historical | Tracking the Sun: The Installed Costs of PV in the U.S. from 1998-2007 | Lawrence Berkeley National Laboratory | http://eetd.lbl.gov/ea/ems/reports/lbnl-1516e-web.pdf | Y | 2009 | 26 | 28 | Figure 18 | Y | Numerical values provided by author.
Solar PV | Residential | U.S. | Installed Costs - Total | Y | 8.1931 | $/WDC-STC | 2007 | 2007 | 2007 | Average - capacity-weighted | 9109 | Real data from up to 16 state or utility incentive programs in up to 12 states | Historical | Tracking the Sun: The Installed Costs of PV in the U.S. from 1998-2007 | Lawrence Berkeley National Laboratory | http://eetd.lbl.gov/ea/ems/reports/lbnl-1516e-web.pdf | Y | 2009 | 26 | 28 | Figure 18 | Y | Numerical values provided by author.
Solar PV | Commercial | U.S. | Installed Costs - Total | N | 8.4846 | $/WDC-STC | 1998 | 2007 | 1998 | Average - capacity-weighted | 5 | Real data from up to 16 state or utility incentive programs in up to 12 states | Historical | Tracking the Sun: The Installed Costs of PV in the U.S. from 1998-2007 | Lawrence Berkeley National Laboratory | http://eetd.lbl.gov/ea/ems/reports/lbnl-1516e-web.pdf | Y | 2009 | 26 | 28 | Figure 19 | Y | Numerical values provided by author.
Solar PV | Commercial | U.S. | Installed Costs - Total | N | 7.6738 | $/WDC-STC | 1999 | 2007 | 1999 | Average - capacity-weighted | 10 | Real data from up to 16 state or utility incentive programs in up to 12 states | Historical | Tracking the Sun: The Installed Costs of PV in the U.S. from 1998-2007 | Lawrence Berkeley National Laboratory | http://eetd.lbl.gov/ea/ems/reports/lbnl-1516e-web.pdf | Y | 2009 | 26 | 28 | Figure 19 | Y | Numerical values provided by author.
Solar PV | Commercial | U.S. | Installed Costs - Total | N | 6.4844 | $/WDC-STC | 2000 | 2007 | 2000 | Average - capacity-weighted | 14 | Real data from up to 16 state or utility incentive programs in up to 12 states | Historical | Tracking the Sun: The Installed Costs of PV in the U.S. from 1998-2007 | Lawrence Berkeley National Laboratory | http://eetd.lbl.gov/ea/ems/reports/lbnl-1516e-web.pdf | Y | 2009 | 26 | 28 | Figure 19 | Y | Numerical values provided by author.
Solar PV | Commercial | U.S. | Installed Costs - Total | N | 5.5503 | $/WDC-STC | 2001 | 2007 | 2001 | Average - capacity-weighted | 41 | Real data from up to 16 state or utility incentive programs in up to 12 states | Historical | Tracking the Sun: The Installed Costs of PV in the U.S. from 1998-2007 | Lawrence Berkeley National Laboratory | http://eetd.lbl.gov/ea/ems/reports/lbnl-1516e-web.pdf | Y | 2009 | 26 | 28 | Figure 19 | Y | Numerical values provided by author.
Solar PV | Commercial | U.S. | Installed Costs - Total | N | 5.682 | $/WDC-STC | 2002 | 2007 | 2002 | Average - capacity-weighted | 168 | Real data from up to 16 state or utility incentive programs in up to 12 states | Historical | Tracking the Sun: The Installed Costs of PV in the U.S. from 1998-2007 | Lawrence Berkeley National Laboratory | http://eetd.lbl.gov/ea/ems/reports/lbnl-1516e-web.pdf | Y | 2009 | 26 | 28 | Figure 19 | Y | Numerical values provided by author.
Solar PV | Commercial | U.S. | Installed Costs - Total | N | 4.9205 | $/WDC-STC | 2003 | 2007 | 2003 | Average - capacity-weighted | 388 | Real data from up to 16 state or utility incentive programs in up to 12 states | Historical | Tracking the Sun: The Installed Costs of PV in the U.S. from 1998-2007 | Lawrence Berkeley National Laboratory | http://eetd.lbl.gov/ea/ems/reports/lbnl-1516e-web.pdf | Y | 2009 | 26 | 28 | Figure 19 | Y | Numerical values provided by author.
Solar PV | Commercial | U.S. | Installed Costs - Total | N | 4.7553 | $/WDC-STC | 2004 | 2007 | 2004 | Average - capacity-weighted | 619 | Real data from up to 16 state or utility incentive programs in up to 12 states | Historical | Tracking the Sun: The Installed Costs of PV in the U.S. from 1998-2007 | Lawrence Berkeley National Laboratory | http://eetd.lbl.gov/ea/ems/reports/lbnl-1516e-web.pdf | Y | 2009 | 26 | 28 | Figure 19 | Y | Numerical values provided by author.
Solar PV | Commercial | U.S. | Installed Costs - Total | N | 4.6341 | $/WDC-STC | 2005 | 2007 | 2005 | Average - capacity-weighted | 700 | Real data from up to 16 state or utility incentive programs in up to 12 states | Historical | Tracking the Sun: The Installed Costs of PV in the U.S. from 1998-2007 | Lawrence Berkeley National Laboratory | http://eetd.lbl.gov/ea/ems/reports/lbnl-1516e-web.pdf | Y | 2009 | 26 | 28 | Figure 19 | Y | Numerical values provided by author.
Solar PV | Commercial | U.S. | Installed Costs - Total | N | 3.5273 | $/WDC-STC | 2006 | 2007 | 2006 | Average - capacity-weighted | 1030 | Real data from up to 16 state or utility incentive programs in up to 12 states | Historical | Tracking the Sun: The Installed Costs of PV in the U.S. from 1998-2007 | Lawrence Berkeley National Laboratory | http://eetd.lbl.gov/ea/ems/reports/lbnl-1516e-web.pdf | Y | 2009 | 26 | 28 | Figure 19 | Y | Numerical values provided by author.
Solar PV | Commercial | U.S. | Installed Costs - Total | N | 3.8452 | $/WDC-STC | 2007 | 2007 | 2007 | Average - capacity-weighted | 1107 | Real data from up to 16 state or utility incentive programs in up to 12 states | Historical | Tracking the Sun: The Installed Costs of PV in the U.S. from 1998-2007 | Lawrence Berkeley National Laboratory | http://eetd.lbl.gov/ea/ems/reports/lbnl-1516e-web.pdf | Y | 2009 | 26 | 28 | Figure 19 | Y | Numerical values provided by author.
Solar PV | Commercial | U.S. | Installed Costs - Total | Y | 11.5856 | $/WDC-STC | 1998 | 2007 | 1998 | Average - capacity-weighted | 5 | Real data from up to 16 state or utility incentive programs in up to 12 states | Historical | Tracking the Sun: The Installed Costs of PV in the U.S. from 1998-2007 | Lawrence Berkeley National Laboratory | http://eetd.lbl.gov/ea/ems/reports/lbnl-1516e-web.pdf | Y | 2009 | 26 | 28 | Figure 19 | Y | Numerical values provided by author.
Solar PV | Commercial | U.S. | Installed Costs - Total | Y | 10.6073 | $/WDC-STC | 1999 | 2007 | 1999 | Average - capacity-weighted | 10 | Real data from up to 16 state or utility incentive programs in up to 12 states | Historical | Tracking the Sun: The Installed Costs of PV in the U.S. from 1998-2007 | Lawrence Berkeley National Laboratory | http://eetd.lbl.gov/ea/ems/reports/lbnl-1516e-web.pdf | Y | 2009 | 26 | 28 | Figure 19 | Y | Numerical values provided by author.
Solar PV | Commercial | U.S. | Installed Costs - Total | Y | 9.3312 | $/WDC-STC | 2000 | 2007 | 2000 | Average - capacity-weighted | 14 | Real data from up to 16 state or utility incentive programs in up to 12 states | Historical | Tracking the Sun: The Installed Costs of PV in the U.S. from 1998-2007 | Lawrence Berkeley National Laboratory | http://eetd.lbl.gov/ea/ems/reports/lbnl-1516e-web.pdf | Y | 2009 | 26 | 28 | Figure 19 | Y | Numerical values provided by author.
Solar PV | Commercial | U.S. | Installed Costs - Total | Y | 9.5877 | $/WDC-STC | 2001 | 2007 | 2001 | Average - capacity-weighted | 41 | Real data from up to 16 state or utility incentive programs in up to 12 states | Historical | Tracking the Sun: The Installed Costs of PV in the U.S. from 1998-2007 | Lawrence Berkeley National Laboratory | http://eetd.lbl.gov/ea/ems/reports/lbnl-1516e-web.pdf | Y | 2009 | 26 | 28 | Figure 19 | Y | Numerical values provided by author.
Solar PV | Commercial | U.S. | Installed Costs - Total | Y | 9.7747 | $/WDC-STC | 2002 | 2007 | 2002 | Average - capacity-weighted | 168 | Real data from up to 16 state or utility incentive programs in up to 12 states | Historical | Tracking the Sun: The Installed Costs of PV in the U.S. from 1998-2007 | Lawrence Berkeley National Laboratory | http://eetd.lbl.gov/ea/ems/reports/lbnl-1516e-web.pdf | Y | 2009 | 26 | 28 | Figure 19 | Y | Numerical values provided by author.
Solar PV | Commercial | U.S. | Installed Costs - Total | Y | 8.4825 | $/WDC-STC | 2003 | 2007 | 2003 | Average - capacity-weighted | 388 | Real data from up to 16 state or utility incentive programs in up to 12 states | Historical | Tracking the Sun: The Installed Costs of PV in the U.S. from 1998-2007 | Lawrence Berkeley National Laboratory | http://eetd.lbl.gov/ea/ems/reports/lbnl-1516e-web.pdf | Y | 2009 | 26 | 28 | Figure 19 | Y | Numerical values provided by author.
Solar PV | Commercial | U.S. | Installed Costs - Total | Y | 8.0364 | $/WDC-STC | 2004 | 2007 | 2004 | Average - capacity-weighted | 619 | Real data from up to 16 state or utility incentive programs in up to 12 states | Historical | Tracking the Sun: The Installed Costs of PV in the U.S. from 1998-2007 | Lawrence Berkeley National Laboratory | http://eetd.lbl.gov/ea/ems/reports/lbnl-1516e-web.pdf | Y | 2009 | 26 | 28 | Figure 19 | Y | Numerical values provided by author.
Solar PV | Commercial | U.S. | Installed Costs - Total | Y | 7.6869 | $/WDC-STC | 2005 | 2007 | 2005 | Average - capacity-weighted | 700 | Real data from up to 16 state or utility incentive programs in up to 12 states | Historical | Tracking the Sun: The Installed Costs of PV in the U.S. from 1998-2007 | Lawrence Berkeley National Laboratory | http://eetd.lbl.gov/ea/ems/reports/lbnl-1516e-web.pdf | Y | 2009 | 26 | 28 | Figure 19 | Y | Numerical values provided by author.
Solar PV | Commercial | U.S. | Installed Costs - Total | Y | 7.8018 | $/WDC-STC | 2006 | 2007 | 2006 | Average - capacity-weighted | 1030 | Real data from up to 16 state or utility incentive programs in up to 12 states | Historical | Tracking the Sun: The Installed Costs of PV in the U.S. from 1998-2007 | Lawrence Berkeley National Laboratory | http://eetd.lbl.gov/ea/ems/reports/lbnl-1516e-web.pdf | Y | 2009 | 26 | 28 | Figure 19 | Y | Numerical values provided by author.
Solar PV | Commercial | U.S. | Installed Costs - Total | Y | 7.9134 | $/WDC-STC | 2007 | 2007 | 2007 | Average - capacity-weighted | 1107 | Real data from up to 16 state or utility incentive programs in up to 12 states | Historical | Tracking the Sun: The Installed Costs of PV in the U.S. from 1998-2007 | Lawrence Berkeley National Laboratory | http://eetd.lbl.gov/ea/ems/reports/lbnl-1516e-web.pdf | Y | 2009 | 26 | 28 | Figure 19 | Y | Numerical values provided by author.
Solar PV |  | U.S. | Installed Costs - Total | Y | 10.5 | $/WDC-STC | 1998 | 2007 | 1998 | Average - capacity-weighted | 39 | Real data from up to 16 state or utility incentive programs in up to 12 states | Historical | Tracking the Sun: The Installed Costs of PV in the U.S. from 1998-2007 | Lawrence Berkeley National Laboratory | http://eetd.lbl.gov/ea/ems/reports/lbnl-1516e-web.pdf | Y | 2009 | 9 | 11 | Figure 4 | Y | Numerical values provided by author.
Solar PV |  | U.S. | Installed Costs - Total | Y | 11.8 | $/WDC-STC | 1998 | 2007 | 1998 | Average - simple | 39 | Real data from up to 16 state or utility incentive programs in up to 12 states | Historical | Tracking the Sun: The Installed Costs of PV in the U.S. from 1998-2007 | Lawrence Berkeley National Laboratory | http://eetd.lbl.gov/ea/ems/reports/lbnl-1516e-web.pdf | Y | 2009 | 9 | 11 | Figure 4 | Y | Numerical values provided by author.
Solar PV |  | U.S. | Installed Costs - Total | Y | 3.7365 | $/WDC-STC | 1998 | 2007 | 1998 | Standard deviation | 39 | Real data from up to 16 state or utility incentive programs in up to 12 states | Historical | Tracking the Sun: The Installed Costs of PV in the U.S. from 1998-2007 | Lawrence Berkeley National Laboratory | http://eetd.lbl.gov/ea/ems/reports/lbnl-1516e-web.pdf | Y | 2009 | 9 | 11 | Figure 4 | Y | Numerical values provided by author.
Solar PV |  | U.S. | Installed Costs - Total | Y | 10.9 | $/WDC-STC | 1999 | 2007 | 1999 | Average - capacity-weighted | 190 | Real data from up to 16 state or utility incentive programs in up to 12 states | Historical | Tracking the Sun: The Installed Costs of PV in the U.S. from 1998-2007 | Lawrence Berkeley National Laboratory | http://eetd.lbl.gov/ea/ems/reports/lbnl-1516e-web.pdf | Y | 2009 | 9 | 11 | Figure 4 | Y | Numerical values provided by author.
Solar PV |  | U.S. | Installed Costs - Total | Y | 11.5403 | $/WDC-STC | 1999 | 2007 | 1999 | Average - simple | 190 | Real data from up to 16 state or utility incentive programs in up to 12 states | Historical | Tracking the Sun: The Installed Costs of PV in the U.S. from 1998-2007 | Lawrence Berkeley National Laboratory | http://eetd.lbl.gov/ea/ems/reports/lbnl-1516e-web.pdf | Y | 2009 | 9 | 11 | Figure 4 | Y | Numerical values provided by author.
Solar PV |  | U.S. | Installed Costs - Total | Y | 3.9051 | $/WDC-STC | 1999 | 2007 | 1999 | Standard deviation | 190 | Real data from up to 16 state or utility incentive programs in up to 12 states | Historical | Tracking the Sun: The Installed Costs of PV in the U.S. from 1998-2007 | Lawrence Berkeley National Laboratory | http://eetd.lbl.gov/ea/ems/reports/lbnl-1516e-web.pdf | Y | 2009 | 9 | 11 | Figure 4 | Y | Numerical values provided by author.
Solar PV |  | U.S. | Installed Costs - Total | Y | 9.2 | $/WDC-STC | 2000 | 2007 | 2000 | Average - capacity-weighted | 219 | Real data from up to 16 state or utility incentive programs in up to 12 states | Historical | Tracking the Sun: The Installed Costs of PV in the U.S. from 1998-2007 | Lawrence Berkeley National Laboratory | http://eetd.lbl.gov/ea/ems/reports/lbnl-1516e-web.pdf | Y | 2009 | 9 | 11 | Figure 4 | Y | Numerical values provided by author.
Solar PV |  | U.S. | Installed Costs - Total | Y | 10.609 | $/WDC-STC | 2000 | 2007 | 2000 | Average - simple | 219 | Real data from up to 16 state or utility incentive programs in up to 12 states | Historical | Tracking the Sun: The Installed Costs of PV in the U.S. from 1998-2007 | Lawrence Berkeley National Laboratory | http://eetd.lbl.gov/ea/ems/reports/lbnl-1516e-web.pdf | Y | 2009 | 9 | 11 | Figure 4 | Y | Numerical values provided by author.
Solar PV |  | U.S. | Installed Costs - Total | Y | 3.8368 | $/WDC-STC | 2000 | 2007 | 2000 | Standard deviation | 219 | Real data from up to 16 state or utility incentive programs in up to 12 states | Historical | Tracking the Sun: The Installed Costs of PV in the U.S. from 1998-2007 | Lawrence Berkeley National Laboratory | http://eetd.lbl.gov/ea/ems/reports/lbnl-1516e-web.pdf | Y | 2009 | 9 | 11 | Figure 4 | Y | Numerical values provided by author.
Solar PV |  | U.S. | Installed Costs - Total | Y | 9.548 | $/WDC-STC | 2001 | 2007 | 2001 | Average - capacity-weighted | 1344 | Real data from up to 16 state or utility incentive programs in up to 12 states | Historical | Tracking the Sun: The Installed Costs of PV in the U.S. from 1998-2007 | Lawrence Berkeley National Laboratory | http://eetd.lbl.gov/ea/ems/reports/lbnl-1516e-web.pdf | Y | 2009 | 9 | 11 | Figure 4 | Y | Numerical values provided by author.
Solar PV |  | U.S. | Installed Costs - Total | Y | 10.1589 | $/WDC-STC | 2001 | 2007 | 2001 | Average - simple | 1344 | Real data from up to 16 state or utility incentive programs in up to 12 states | Historical | Tracking the Sun: The Installed Costs of PV in the U.S. from 1998-2007 | Lawrence Berkeley National Laboratory | http://eetd.lbl.gov/ea/ems/reports/lbnl-1516e-web.pdf | Y | 2009 | 9 | 11 | Figure 4 | Y | Numerical values provided by author.
Solar PV |  | U.S. | Installed Costs - Total | Y | 2.5398 | $/WDC-STC | 2001 | 2007 | 2001 | Standard deviation | 1344 | Real data from up to 16 state or utility incentive programs in up to 12 states | Historical | Tracking the Sun: The Installed Costs of PV in the U.S. from 1998-2007 | Lawrence Berkeley National Laboratory | http://eetd.lbl.gov/ea/ems/reports/lbnl-1516e-web.pdf | Y | 2009 | 9 | 11 | Figure 4 | Y | Numerical values provided by author.
Solar PV |  | U.S. | Installed Costs - Total | Y | 9.5237 | $/WDC-STC | 2002 | 2007 | 2002 | Average - capacity-weighted | 2523 | Real data from up to 16 state or utility incentive programs in up to 12 states | Historical | Tracking the Sun: The Installed Costs of PV in the U.S. from 1998-2007 | Lawrence Berkeley National Laboratory | http://eetd.lbl.gov/ea/ems/reports/lbnl-1516e-web.pdf | Y | 2009 | 9 | 11 | Figure 4 | Y | Numerical values provided by author.
Solar PV |  | U.S. | Installed Costs - Total | Y | 10.0798 | $/WDC-STC | 2002 | 2007 | 2002 | Average - simple | 2523 | Real data from up to 16 state or utility incentive programs in up to 12 states | Historical | Tracking the Sun: The Installed Costs of PV in the U.S. from 1998-2007 | Lawrence Berkeley National Laboratory | http://eetd.lbl.gov/ea/ems/reports/lbnl-1516e-web.pdf | Y | 2009 | 9 | 11 | Figure 4 | Y | Numerical values provided by author.
Solar PV |  | U.S. | Installed Costs - Total | Y | 2.2427 | $/WDC-STC | 2002 | 2007 | 2002 | Standard deviation | 2523 | Real data from up to 16 state or utility incentive programs in up to 12 states | Historical | Tracking the Sun: The Installed Costs of PV in the U.S. from 1998-2007 | Lawrence Berkeley National Laboratory | http://eetd.lbl.gov/ea/ems/reports/lbnl-1516e-web.pdf | Y | 2009 | 9 | 11 | Figure 4 | Y | Numerical values provided by author.
Solar PV |  | U.S. | Installed Costs - Total | Y | 8.1932 | $/WDC-STC | 2003 | 2007 | 2003 | Average - capacity-weighted | 3471 | Real data from up to 16 state or utility incentive programs in up to 12 states | Historical | Tracking the Sun: The Installed Costs of PV in the U.S. from 1998-2007 | Lawrence Berkeley National Laboratory | http://eetd.lbl.gov/ea/ems/reports/lbnl-1516e-web.pdf | Y | 2009 | 9 | 11 | Figure 4 | Y | Numerical values provided by author.
Solar PV |  | U.S. | Installed Costs - Total | Y | 8.9802 | $/WDC-STC | 2003 | 2007 | 2003 | Average - simple | 3471 | Real data from up to 16 state or utility incentive programs in up to 12 states | Historical | Tracking the Sun: The Installed Costs of PV in the U.S. from 1998-2007 | Lawrence Berkeley National Laboratory | http://eetd.lbl.gov/ea/ems/reports/lbnl-1516e-web.pdf | Y | 2009 | 9 | 11 | Figure 4 | Y | Numerical values provided by author.
Solar PV |  | U.S. | Installed Costs - Total | Y | 1.8364 | $/WDC-STC | 2003 | 2007 | 2003 | Standard deviation | 3471 | Real data from up to 16 state or utility incentive programs in up to 12 states | Historical | Tracking the Sun: The Installed Costs of PV in the U.S. from 1998-2007 | Lawrence Berkeley National Laboratory | http://eetd.lbl.gov/ea/ems/reports/lbnl-1516e-web.pdf | Y | 2009 | 9 | 11 | Figure 4 | Y | Numerical values provided by author.
Solar PV |  | U.S. | Installed Costs - Total | Y | 8.0022 | $/WDC-STC | 2004 | 2007 | 2004 | Average - capacity-weighted | 5497 | Real data from up to 16 state or utility incentive programs in up to 12 states | Historical | Tracking the Sun: The Installed Costs of PV in the U.S. from 1998-2007 | Lawrence Berkeley National Laboratory | http://eetd.lbl.gov/ea/ems/reports/lbnl-1516e-web.pdf | Y | 2009 | 9 | 11 | Figure 4 | Y | Numerical values provided by author.
Solar PV |  | U.S. | Installed Costs - Total | Y | 8.27 | $/WDC-STC | 2004 | 2007 | 2004 | Average - simple | 5497 | Real data from up to 16 state or utility incentive programs in up to 12 states | Historical | Tracking the Sun: The Installed Costs of PV in the U.S. from 1998-2007 | Lawrence Berkeley National Laboratory | http://eetd.lbl.gov/ea/ems/reports/lbnl-1516e-web.pdf | Y | 2009 | 9 | 11 | Figure 4 | Y | Numerical values provided by author.
Solar PV |  | U.S. | Installed Costs - Total | Y | 1.5552 | $/WDC-STC | 2004 | 2007 | 2004 | Standard deviation | 5497 | Real data from up to 16 state or utility incentive programs in up to 12 states | Historical | Tracking the Sun: The Installed Costs of PV in the U.S. from 1998-2007 | Lawrence Berkeley National Laboratory | http://eetd.lbl.gov/ea/ems/reports/lbnl-1516e-web.pdf | Y | 2009 | 9 | 11 | Figure 4 | Y | Numerical values provided by author.
Solar PV |  | U.S. | Installed Costs - Total | Y | 7.4179 | $/WDC-STC | 2005 | 2007 | 2005 | Average - capacity-weighted | 5084 | Real data from up to 16 state or utility incentive programs in up to 12 states | Historical | Tracking the Sun: The Installed Costs of PV in the U.S. from 1998-2007 | Lawrence Berkeley National Laboratory | http://eetd.lbl.gov/ea/ems/reports/lbnl-1516e-web.pdf | Y | 2009 | 9 | 11 | Figure 4 | Y | Numerical values provided by author.
Solar PV |  | U.S. | Installed Costs - Total | Y | 7.9318 | $/WDC-STC | 2005 | 2007 | 2005 | Average - simple | 5084 | Real data from up to 16 state or utility incentive programs in up to 12 states | Historical | Tracking the Sun: The Installed Costs of PV in the U.S. from 1998-2007 | Lawrence Berkeley National Laboratory | http://eetd.lbl.gov/ea/ems/reports/lbnl-1516e-web.pdf | Y | 2009 | 9 | 11 | Figure 4 | Y | Numerical values provided by author.
Solar PV |  | U.S. | Installed Costs - Total | Y | 1.3802 | $/WDC-STC | 2005 | 2007 | 2005 | Standard deviation | 5084 | Real data from up to 16 state or utility incentive programs in up to 12 states | Historical | Tracking the Sun: The Installed Costs of PV in the U.S. from 1998-2007 | Lawrence Berkeley National Laboratory | http://eetd.lbl.gov/ea/ems/reports/lbnl-1516e-web.pdf | Y | 2009 | 9 | 11 | Figure 4 | Y | Numerical values provided by author.
Solar PV |  | U.S. | Installed Costs - Total | Y | 7.5565 | $/WDC-STC | 2006 | 2007 | 2006 | Average - capacity-weighted | 8353 | Real data from up to 16 state or utility incentive programs in up to 12 states | Historical | Tracking the Sun: The Installed Costs of PV in the U.S. from 1998-2007 | Lawrence Berkeley National Laboratory | http://eetd.lbl.gov/ea/ems/reports/lbnl-1516e-web.pdf | Y | 2009 | 9 | 11 | Figure 4 | Y | Numerical values provided by author.
Solar PV |  | U.S. | Installed Costs - Total | Y | 8.0738 | $/WDC-STC | 2006 | 2007 | 2006 | Average - simple | 8353 | Real data from up to 16 state or utility incentive programs in up to 12 states | Historical | Tracking the Sun: The Installed Costs of PV in the U.S. from 1998-2007 | Lawrence Berkeley National Laboratory | http://eetd.lbl.gov/ea/ems/reports/lbnl-1516e-web.pdf | Y | 2009 | 9 | 11 | Figure 4 | Y | Numerical values provided by author.
Solar PV |  | U.S. | Installed Costs - Total | Y | 1.4056 | $/WDC-STC | 2006 | 2007 | 2006 | Standard deviation | 8353 | Real data from up to 16 state or utility incentive programs in up to 12 states | Historical | Tracking the Sun: The Installed Costs of PV in the U.S. from 1998-2007 | Lawrence Berkeley National Laboratory | http://eetd.lbl.gov/ea/ems/reports/lbnl-1516e-web.pdf | Y | 2009 | 9 | 11 | Figure 4 | Y | Numerical values provided by author.
Solar PV |  | U.S. | Installed Costs - Total | Y | 7.6 | $/WDC-STC | 2007 | 2007 | 2007 | Average - capacity-weighted | 10272 | Real data from up to 16 state or utility incentive programs in up to 12 states | Historical | Tracking the Sun: The Installed Costs of PV in the U.S. from 1998-2007 | Lawrence Berkeley National Laboratory | http://eetd.lbl.gov/ea/ems/reports/lbnl-1516e-web.pdf | Y | 2009 | 9 | 11 | Figure 4 | Y | Numerical values provided by author. Compared to 1998 ($10.50/WDC-STC), annual capacity-weighted average reduction of $0.30/WDC-STC or 3.5%/yr. 1998-2005 average costs declined annualy at $0.4/W or 4.8%, but from 2005-2007, costs remained flat, both because of upward pressure on PV module prices and because non-module costs remained relatively flat.
Solar PV |  | U.S. | Installed Costs - Total | Y | 8.2 | $/WDC-STC | 2007 | 2007 | 2007 | Average - simple | 10272 | Real data from up to 16 state or utility incentive programs in up to 12 states | Historical | Tracking the Sun: The Installed Costs of PV in the U.S. from 1998-2007 | Lawrence Berkeley National Laboratory | http://eetd.lbl.gov/ea/ems/reports/lbnl-1516e-web.pdf | Y | 2009 | 9 | 11 | Figure 4 | Y | Numerical values provided by author.
Solar PV |  | U.S. | Installed Costs - Total | Y | 1.4665 | $/WDC-STC | 2007 | 2007 | 2007 | Standard deviation | 10272 | Real data from up to 16 state or utility incentive programs in up to 12 states | Historical | Tracking the Sun: The Installed Costs of PV in the U.S. from 1998-2007 | Lawrence Berkeley National Laboratory | http://eetd.lbl.gov/ea/ems/reports/lbnl-1516e-web.pdf | Y | 2009 | 9 | 11 | Figure 4 | Y | Numerical values provided by author.
Solar PV | Systems < 2 kW | U.S. | Installed Costs - Total | Y | 8.9653 | $/WDC-STC | 2006-2007 | 2007 | 2006-2007 | Average - simple | 1504 | Real data from up to 16 state or utility incentive programs in up to 12 states | Historical | Tracking the Sun: The Installed Costs of PV in the U.S. from 1998-2007 | Lawrence Berkeley National Laboratory | http://eetd.lbl.gov/ea/ems/reports/lbnl-1516e-web.pdf | Y | 2009 | 13 | 15 | Figure 9 | Y | Numerical values provided by author.
Solar PV | 2 kW ≤ System < 5 kW | U.S. | Installed Costs - Total | Y | 8.2201 | $/WDC-STC | 2006-2007 | 2007 | 2006-2007 | Average - simple | 8903 | Real data from up to 16 state or utility incentive programs in up to 12 states | Historical | Tracking the Sun: The Installed Costs of PV in the U.S. from 1998-2007 | Lawrence Berkeley National Laboratory | http://eetd.lbl.gov/ea/ems/reports/lbnl-1516e-web.pdf | Y | 2009 | 13 | 15 | Figure 9 | Y | Numerical values provided by author.
Solar PV | 5 kW ≤ System < 10 kW | U.S. | Installed Costs - Total | Y | 7.9141 | $/WDC-STC | 2006-2007 | 2007 | 2006-2007 | Average - simple | 6012 | Real data from up to 16 state or utility incentive programs in up to 12 states | Historical | Tracking the Sun: The Installed Costs of PV in the U.S. from 1998-2007 | Lawrence Berkeley National Laboratory | http://eetd.lbl.gov/ea/ems/reports/lbnl-1516e-web.pdf | Y | 2009 | 13 | 15 | Figure 9 | Y | Numerical values provided by author.
Solar PV | 10 kW ≤ System < 30 kW | U.S. | Installed Costs - Total | Y | 7.7922 | $/WDC-STC | 2006-2007 | 2007 | 2006-2007 | Average - simple | 1585 | Real data from up to 16 state or utility incentive programs in up to 12 states | Historical | Tracking the Sun: The Installed Costs of PV in the U.S. from 1998-2007 | Lawrence Berkeley National Laboratory | http://eetd.lbl.gov/ea/ems/reports/lbnl-1516e-web.pdf | Y | 2009 | 13 | 15 | Figure 9 | Y | Numerical values provided by author.
Solar PV | 30 kW ≤ System < 100 kW | U.S. | Installed Costs - Total | Y | 7.7877 | $/WDC-STC | 2006-2007 | 2007 | 2006-2007 | Average - simple | 378 | Real data from up to 16 state or utility incentive programs in up to 12 states | Historical | Tracking the Sun: The Installed Costs of PV in the U.S. from 1998-2007 | Lawrence Berkeley National Laboratory | http://eetd.lbl.gov/ea/ems/reports/lbnl-1516e-web.pdf | Y | 2009 | 13 | 15 | Figure 9 | Y | Numerical values provided by author.
Solar PV | 100 kW ≤ System < 250 kW | U.S. | Installed Costs - Total | Y | 7.5684 | $/WDC-STC | 2006-2007 | 2007 | 2006-2007 | Average - simple | 131 | Real data from up to 16 state or utility incentive programs in up to 12 states | Historical | Tracking the Sun: The Installed Costs of PV in the U.S. from 1998-2007 | Lawrence Berkeley National Laboratory | http://eetd.lbl.gov/ea/ems/reports/lbnl-1516e-web.pdf | Y | 2009 | 13 | 15 | Figure 9 | Y | Numerical values provided by author.
Solar PV | 250 kW ≤ System < 500 kW | U.S. | Installed Costs - Total | Y | 7.0843 | $/WDC-STC | 2006-2007 | 2007 | 2006-2007 | Average - simple | 65 | Real data from up to 16 state or utility incentive programs in up to 12 states | Historical | Tracking the Sun: The Installed Costs of PV in the U.S. from 1998-2007 | Lawrence Berkeley National Laboratory | http://eetd.lbl.gov/ea/ems/reports/lbnl-1516e-web.pdf | Y | 2009 | 13 | 15 | Figure 9 | Y | Numerical values provided by author.
Solar PV | 500 kW ≤ System < 750 kW | U.S. | Installed Costs - Total | Y | 6.648 | $/WDC-STC | 2006-2007 | 2007 | 2006-2007 | Average - simple | 27 | Real data from up to 16 state or utility incentive programs in up to 12 states | Historical | Tracking the Sun: The Installed Costs of PV in the U.S. from 1998-2007 | Lawrence Berkeley National Laboratory | http://eetd.lbl.gov/ea/ems/reports/lbnl-1516e-web.pdf | Y | 2009 | 13 | 15 | Figure 9 | Y | Numerical values provided by author.
Solar PV | Systems > 750 kW | U.S. | Installed Costs - Total | Y | 6.759 | $/WDC-STC | 2006-2007 | 2007 | 2006-2007 | Average - simple | 20 | Real data from up to 16 state or utility incentive programs in up to 12 states | Historical | Tracking the Sun: The Installed Costs of PV in the U.S. from 1998-2007 | Lawrence Berkeley National Laboratory | http://eetd.lbl.gov/ea/ems/reports/lbnl-1516e-web.pdf | Y | 2009 | 13 | 15 | Figure 9 | Y | Numerical values provided by author.
Solar PV | Systems < 2 kW | U.S. | Installed Costs - Total | Y | 2.3676 | $/WDC-STC | 2006-2007 | 2007 | 2006-2007 | Standard deviation | 1504 | Real data from up to 16 state or utility incentive programs in up to 12 states | Historical | Tracking the Sun: The Installed Costs of PV in the U.S. from 1998-2007 | Lawrence Berkeley National Laboratory | http://eetd.lbl.gov/ea/ems/reports/lbnl-1516e-web.pdf | Y | 2009 | 13 | 15 | Figure 9 | Y | Numerical values provided by author.
Solar PV | 2 kW ≤ System < 5 kW | U.S. | Installed Costs - Total | Y | 1.3316 | $/WDC-STC | 2006-2007 | 2007 | 2006-2007 | Standard deviation | 8903 | Real data from up to 16 state or utility incentive programs in up to 12 states | Historical | Tracking the Sun: The Installed Costs of PV in the U.S. from 1998-2007 | Lawrence Berkeley National Laboratory | http://eetd.lbl.gov/ea/ems/reports/lbnl-1516e-web.pdf | Y | 2009 | 13 | 15 | Figure 9 | Y | Numerical values provided by author.
Solar PV | 5 kW ≤ System < 10 kW | U.S. | Installed Costs - Total | Y | 1.1048 | $/WDC-STC | 2006-2007 | 2007 | 2006-2007 | Standard deviation | 6012 | Real data from up to 16 state or utility incentive programs in up to 12 states | Historical | Tracking the Sun: The Installed Costs of PV in the U.S. from 1998-2007 | Lawrence Berkeley National Laboratory | http://eetd.lbl.gov/ea/ems/reports/lbnl-1516e-web.pdf | Y | 2009 | 13 | 15 | Figure 9 | Y | Numerical values provided by author.
Solar PV | 10 kW ≤ System < 30 kW | U.S. | Installed Costs - Total | Y | 1.4409 | $/WDC-STC | 2006-2007 | 2007 | 2006-2007 | Standard deviation | 1585 | Real data from up to 16 state or utility incentive programs in up to 12 states | Historical | Tracking the Sun: The Installed Costs of PV in the U.S. from 1998-2007 | Lawrence Berkeley National Laboratory | http://eetd.lbl.gov/ea/ems/reports/lbnl-1516e-web.pdf | Y | 2009 | 13 | 15 | Figure 9 | Y | Numerical values provided by author.
Solar PV | 30 kW ≤ System < 100 kW | U.S. | Installed Costs - Total | Y | 1.8632 | $/WDC-STC | 2006-2007 | 2007 | 2006-2007 | Standard deviation | 378 | Real data from up to 16 state or utility incentive programs in up to 12 states | Historical | Tracking the Sun: The Installed Costs of PV in the U.S. from 1998-2007 | Lawrence Berkeley National Laboratory | http://eetd.lbl.gov/ea/ems/reports/lbnl-1516e-web.pdf | Y | 2009 | 13 | 15 | Figure 9 | Y | Numerical values provided by author.
Solar PV | 100 kW ≤ System < 250 kW | U.S. | Installed Costs - Total | Y | 1.9536 | $/WDC-STC | 2006-2007 | 2007 | 2006-2007 | Standard deviation | 131 | Real data from up to 16 state or utility incentive programs in up to 12 states | Historical | Tracking the Sun: The Installed Costs of PV in the U.S. from 1998-2007 | Lawrence Berkeley National Laboratory | http://eetd.lbl.gov/ea/ems/reports/lbnl-1516e-web.pdf | Y | 2009 | 13 | 15 | Figure 9 | Y | Numerical values provided by author.
Solar PV | 250 kW ≤ System < 500 kW | U.S. | Installed Costs - Total | Y | 1.4338 | $/WDC-STC | 2006-2007 | 2007 | 2006-2007 | Standard deviation | 65 | Real data from up to 16 state or utility incentive programs in up to 12 states | Historical | Tracking the Sun: The Installed Costs of PV in the U.S. from 1998-2007 | Lawrence Berkeley National Laboratory | http://eetd.lbl.gov/ea/ems/reports/lbnl-1516e-web.pdf | Y | 2009 | 13 | 15 | Figure 9 | Y | Numerical values provided by author.
Solar PV | 500 kW ≤ System < 750 kW | U.S. | Installed Costs - Total | Y | 0.58778 | $/WDC-STC | 2006-2007 | 2007 | 2006-2007 | Standard deviation | 27 | Real data from up to 16 state or utility incentive programs in up to 12 states | Historical | Tracking the Sun: The Installed Costs of PV in the U.S. from 1998-2007 | Lawrence Berkeley National Laboratory | http://eetd.lbl.gov/ea/ems/reports/lbnl-1516e-web.pdf | Y | 2009 | 13 | 15 | Figure 9 | Y | Numerical values provided by author.
Solar PV | Systems > 750 kW | U.S. | Installed Costs - Total | Y | 0.76784 | $/WDC-STC | 2006-2007 | 2007 | 2006-2007 | Standard deviation | 20 | Real data from up to 16 state or utility incentive programs in up to 12 states | Historical | Tracking the Sun: The Installed Costs of PV in the U.S. from 1998-2007 | Lawrence Berkeley National Laboratory | http://eetd.lbl.gov/ea/ems/reports/lbnl-1516e-web.pdf | Y | 2009 | 13 | 15 | Figure 9 | Y | Numerical values provided by author.
Solar PV | Residential new construction | CA - Emerging Renewables Program | Installed Costs - Total | Y | 7.9 | $/WDC-STC | 2006-2007 | 2007 | 2006-2007 | Average - simple | 1021 | CA - Emerging Renewables Program | Historical | Tracking the Sun: The Installed Costs of PV in the U.S. from 1998-2007 | Lawrence Berkeley National Laboratory | http://eetd.lbl.gov/ea/ems/reports/lbnl-1516e-web.pdf | Y | 2009 | 17 | 19 | Table 13 | Y | Price advantage of approximately 7% over comparably-sized retrofits in the program.
Solar PV | Residential retrofit | CA - Emerging Renewables Program | Installed Costs - Total | Y | 8.5 | $/WDC-STC | 2006-2007 | 2007 | 2006-2007 | Average - simple | 1858 | CA - Emerging Renewables Program | Historical | Tracking the Sun: The Installed Costs of PV in the U.S. from 1998-2007 | Lawrence Berkeley National Laboratory | http://eetd.lbl.gov/ea/ems/reports/lbnl-1516e-web.pdf | Y | 2009 | 17 | 19 | Table 13 | Y
Solar PV |  | AZ | Installed Costs - Total | Y | 7.6 | $/WDC-STC | 2006-2007 | 2007 | 2006-2007 | Average - capacity-weighted | 413 | APS Incentive Program | Historical | Tracking the Sun: The Installed Costs of PV in the U.S. from 1998-2007 | Lawrence Berkeley National Laboratory | http://eetd.lbl.gov/ea/ems/reports/lbnl-1516e-web.pdf | Y | 2009 | 16 | 18 | Table 4 | Y
Solar PV |  | CA | Installed Costs - Total | Y | 7.5 | $/WDC-STC | 2006-2007 | 2007 | 2006-2007 | Average - capacity-weighted | 14614 | California Energy Commission | Historical | Tracking the Sun: The Installed Costs of PV in the U.S. from 1998-2007 | Lawrence Berkeley National Laboratory | http://eetd.lbl.gov/ea/ems/reports/lbnl-1516e-web.pdf | Y | 2009 | 16 | 18 | Table 4 | Y
Solar PV | Systems < 10 kW | CT | Installed Costs - Total | Y | 8.8 | $/WDC-STC | 2006-2007 | 2007 | 2006-2007 | Average - simple | 252 | CCEF | Historical | Tracking the Sun: The Installed Costs of PV in the U.S. from 1998-2007 | Lawrence Berkeley National Laboratory | http://eetd.lbl.gov/ea/ems/reports/lbnl-1516e-web.pdf | Y | 2009 | 16 | 18 | Table 4 | Y
Solar PV | 10 kW ≤ Systems ≤ 100 kW | CT | Installed Costs - Total | Y | 8.1 | $/WDC-STC | 2006-2007 | 2007 | 2006-2007 | Average - simple | 19 | CCEF | Historical | Tracking the Sun: The Installed Costs of PV in the U.S. from 1998-2007 | Lawrence Berkeley National Laboratory | http://eetd.lbl.gov/ea/ems/reports/lbnl-1516e-web.pdf | Y | 2009 | 16 | 18 | Table 4 | Y
Solar PV | 100 kW < Systems ≤ 500 kW | CT | Installed Costs - Total | Y | 7.9 | $/WDC-STC | 2006-2007 | 2007 | 2006-2007 | Average - simple | 3 | CCEF | Historical | Tracking the Sun: The Installed Costs of PV in the U.S. from 1998-2007 | Lawrence Berkeley National Laboratory | http://eetd.lbl.gov/ea/ems/reports/lbnl-1516e-web.pdf | Y | 2009 | 16 | 18 | Table 4 | Y
Solar PV |  | CT | Installed Costs - Total | Y | 8.3 | $/WDC-STC | 2006-2007 | 2007 | 2006-2007 | Average - capacity-weighted | 274 | CCEF | Historical | Tracking the Sun: The Installed Costs of PV in the U.S. from 1998-2007 | Lawrence Berkeley National Laboratory | http://eetd.lbl.gov/ea/ems/reports/lbnl-1516e-web.pdf | Y | 2009 | 16 | 18 | Table 4 | Y
Solar PV | Systems < 10 kW | IL | Installed Costs - Total | Y | 9.8 | $/WDC-STC | 2006-2007 | 2007 | 2006-2007 | Average - simple | 116 | IL Clean Energy Foundation and IL Dept. Commerce & Economic Opportunity | Historical | Tracking the Sun: The Installed Costs of PV in the U.S. from 1998-2007 | Lawrence Berkeley National Laboratory | http://eetd.lbl.gov/ea/ems/reports/lbnl-1516e-web.pdf | Y | 2009 | 16 | 18 | Table 4 | Y
Solar PV | 10 kW ≤ Systems ≤ 100 kW | IL | Installed Costs - Total | Y | 3.3 | $/WDC-STC | 2006-2007 | 2007 | 2006-2007 | Average - simple | 2 | IL Clean Energy Foundation and IL Dept. Commerce & Economic Opportunity | Historical | Tracking the Sun: The Installed Costs of PV in the U.S. from 1998-2007 | Lawrence Berkeley National Laboratory | http://eetd.lbl.gov/ea/ems/reports/lbnl-1516e-web.pdf | Y | 2009 | 16 | 18 | Table 4 | Y
Solar PV |  | IL | Installed Costs - Total | Y | 8.5 | $/WDC-STC | 2006-2007 | 2007 | 2006-2007 | Average - capacity-weighted | 118 | IL Clean Energy Foundation and IL Dept. Commerce & Economic Opportunity | Historical | Tracking the Sun: The Installed Costs of PV in the U.S. from 1998-2007 | Lawrence Berkeley National Laboratory | http://eetd.lbl.gov/ea/ems/reports/lbnl-1516e-web.pdf | Y | 2009 | 16 | 18 | Table 4 | Y
Solar PV | Systems < 10 kW | MA | Installed Costs - Total | Y | 9.1 | $/WDC-STC | 2006-2007 | 2007 | 2006-2007 | Average - simple | 389 | MTC Small Renewables Initiative | Historical | Tracking the Sun: The Installed Costs of PV in the U.S. from 1998-2007 | Lawrence Berkeley National Laboratory | http://eetd.lbl.gov/ea/ems/reports/lbnl-1516e-web.pdf | Y | 2009 | 16 | 18 | Table 4 | Y
Solar PV | 10 kW ≤ Systems ≤ 100 kW | MA | Installed Costs - Total | Y | 10.1 | $/WDC-STC | 2006-2007 | 2007 | 2006-2007 | Average - simple | 24 | MTC Small Renewables Initiative | Historical | Tracking the Sun: The Installed Costs of PV in the U.S. from 1998-2007 | Lawrence Berkeley National Laboratory | http://eetd.lbl.gov/ea/ems/reports/lbnl-1516e-web.pdf | Y | 2009 | 16 | 18 | Table 4 | Y
Solar PV | 100 kW < Systems ≤ 500 kW | MA | Installed Costs - Total | Y | 8.8 | $/WDC-STC | 2006-2007 | 2007 | 2006-2007 | Average - simple | 5 | MTC Small Renewables Initiative | Historical | Tracking the Sun: The Installed Costs of PV in the U.S. from 1998-2007 | Lawrence Berkeley National Laboratory | http://eetd.lbl.gov/ea/ems/reports/lbnl-1516e-web.pdf | Y | 2009 | 16 | 18 | Table 4 | Y
Solar PV |  | MA | Installed Costs - Total | Y | 9.6 | $/WDC-STC | 2006-2007 | 2007 | 2006-2007 | Average - capacity-weighted | 415 | MTC Small Renewables Initiative | Historical | Tracking the Sun: The Installed Costs of PV in the U.S. from 1998-2007 | Lawrence Berkeley National Laboratory | http://eetd.lbl.gov/ea/ems/reports/lbnl-1516e-web.pdf | Y | 2009 | 16 | 18 | Table 4 | Y
Solar PV | 10 kW ≤ Systems ≤ 100 kW | MD | Installed Costs - Total | Y | 8.5 | $/WDC-STC | 2006-2007 | 2007 | 2006-2007 | Average - simple | 2 | Maryland Energy Administration | Historical | Tracking the Sun: The Installed Costs of PV in the U.S. from 1998-2007 | Lawrence Berkeley National Laboratory | http://eetd.lbl.gov/ea/ems/reports/lbnl-1516e-web.pdf | Y | 2009 | 16 | 18 | Table 4 | Y
Solar PV |  | MD | Installed Costs - Total | Y | 9.7 | $/WDC-STC | 2006-2007 | 2007 | 2006-2007 | Average - capacity-weighted | 71 | Maryland Energy Administration | Historical | Tracking the Sun: The Installed Costs of PV in the U.S. from 1998-2007 | Lawrence Berkeley National Laboratory | http://eetd.lbl.gov/ea/ems/reports/lbnl-1516e-web.pdf | Y | 2009 | 16 | 18 | Table 4 | Y
Solar PV | Systems < 10 kW | MN | Installed Costs - Total | Y | 8.8 | $/WDC-STC | 2006-2007 | 2007 | 2006-2007 | Average - simple | 59 | MN State Energy Office | Historical | Tracking the Sun: The Installed Costs of PV in the U.S. from 1998-2007 | Lawrence Berkeley National Laboratory | http://eetd.lbl.gov/ea/ems/reports/lbnl-1516e-web.pdf | Y | 2009 | 16 | 18 | Table 4 | Y
Solar PV | 10 kW ≤ Systems ≤ 100 kW | MN | Installed Costs - Total | Y | 8.7 | $/WDC-STC | 2006-2007 | 2007 | 2006-2007 | Average - simple | 3 | MN State Energy Office | Historical | Tracking the Sun: The Installed Costs of PV in the U.S. from 1998-2007 | Lawrence Berkeley National Laboratory | http://eetd.lbl.gov/ea/ems/reports/lbnl-1516e-web.pdf | Y | 2009 | 16 | 18 | Table 4 | Y
Solar PV |  | MN | Installed Costs - Total | Y | 8.5 | $/WDC-STC | 2006-2007 | 2007 | 2006-2007 | Average - capacity-weighted | 60 | MN State Energy Office | Historical | Tracking the Sun: The Installed Costs of PV in the U.S. from 1998-2007 | Lawrence Berkeley National Laboratory | http://eetd.lbl.gov/ea/ems/reports/lbnl-1516e-web.pdf | Y | 2009 | 16 | 18 | Table 4 | Y
Solar PV | 10 kW ≤ Systems ≤ 100 kW | NJ | Installed Costs - Total | Y | 8.4 | $/WDC-STC | 2006-2007 | 2007 | 2006-2007 | Average - simple | 272 | NJ Clean Energy Program | Historical | Tracking the Sun: The Installed Costs of PV in the U.S. from 1998-2007 | Lawrence Berkeley National Laboratory | http://eetd.lbl.gov/ea/ems/reports/lbnl-1516e-web.pdf | Y | 2009 | 16 | 18 | Table 4 | Y
Solar PV | 100 kW < Systems ≤ 500 kW | NJ | Installed Costs - Total | Y | 7.6 | $/WDC-STC | 2006-2007 | 2007 | 2006-2007 | Average - simple | 50 | NJ Clean Energy Program | Historical | Tracking the Sun: The Installed Costs of PV in the U.S. from 1998-2007 | Lawrence Berkeley National Laboratory | http://eetd.lbl.gov/ea/ems/reports/lbnl-1516e-web.pdf | Y | 2009 | 16 | 18 | Table 4 | Y
Solar PV | Systems > 500 kW | NJ | Installed Costs - Total | Y | 6.7 | $/WDC-STC | 2006-2007 | 2007 | 2006-2007 | Average - simple | 15 | NJ Clean Energy Program | Historical | Tracking the Sun: The Installed Costs of PV in the U.S. from 1998-2007 | Lawrence Berkeley National Laboratory | http://eetd.lbl.gov/ea/ems/reports/lbnl-1516e-web.pdf | Y | 2009 | 16 | 18 | Table 4 | Y
Solar PV |  | NJ | Installed Costs - Total | Y | 7.5 | $/WDC-STC | 2006-2007 | 2007 | 2006-2007 | Average - capacity-weighted | 1588 | NJ Clean Energy Program | Historical | Tracking the Sun: The Installed Costs of PV in the U.S. from 1998-2007 | Lawrence Berkeley National Laboratory | http://eetd.lbl.gov/ea/ems/reports/lbnl-1516e-web.pdf | Y | 2009 | 16 | 18 | Table 4 | Y
Solar PV | Systems < 10 kW | NY | Installed Costs - Total | Y | 8.8 | $/WDC-STC | 2006-2007 | 2007 | 2006-2007 | Average - simple | 472 | NYSERDA | Historical | Tracking the Sun: The Installed Costs of PV in the U.S. from 1998-2007 | Lawrence Berkeley National Laboratory | http://eetd.lbl.gov/ea/ems/reports/lbnl-1516e-web.pdf | Y | 2009 | 16 | 18 | Table 4 | Y
Solar PV | 10 kW ≤ Systems ≤ 100 kW | NY | Installed Costs - Total | Y | 8.9 | $/WDC-STC | 2006-2007 | 2007 | 2006-2007 | Average - simple | 52 | NYSERDA | Historical | Tracking the Sun: The Installed Costs of PV in the U.S. from 1998-2007 | Lawrence Berkeley National Laboratory | http://eetd.lbl.gov/ea/ems/reports/lbnl-1516e-web.pdf | Y | 2009 | 16 | 18 | Table 4 | Y
Solar PV |  | NY | Installed Costs - Total | Y | 8.8 | $/WDC-STC | 2006-2007 | 2007 | 2006-2007 | Average - capacity-weighted | 519 | NYSERDA | Historical | Tracking the Sun: The Installed Costs of PV in the U.S. from 1998-2007 | Lawrence Berkeley National Laboratory | http://eetd.lbl.gov/ea/ems/reports/lbnl-1516e-web.pdf | Y | 2009 | 16 | 18 | Table 4 | Y
Solar PV | Systems < 10 kW | OR | Installed Costs - Total | Y | 8.4 | $/WDC-STC | 2006-2007 | 2007 | 2006-2007 | Average - simple | 305 | Energy Trust of Oregon | Historical | Tracking the Sun: The Installed Costs of PV in the U.S. from 1998-2007 | Lawrence Berkeley National Laboratory | http://eetd.lbl.gov/ea/ems/reports/lbnl-1516e-web.pdf | Y | 2009 | 16 | 18 | Table 4 | Y
Solar PV | 10 kW ≤ Systems ≤ 100 kW | OR | Installed Costs - Total | Y | 8.4 | $/WDC-STC | 2006-2007 | 2007 | 2006-2007 | Average - simple | 19 | Energy Trust of Oregon | Historical | Tracking the Sun: The Installed Costs of PV in the U.S. from 1998-2007 | Lawrence Berkeley National Laboratory | http://eetd.lbl.gov/ea/ems/reports/lbnl-1516e-web.pdf | Y | 2009 | 16 | 18 | Table 4 | Y
Solar PV | Systems < 10 kW | PA | Installed Costs - Total | Y | 8.7 | $/WDC-STC | 2006-2007 | 2007 | 2006-2007 | Average - simple | 66 | Sustainable Development Fund | Historical | Tracking the Sun: The Installed Costs of PV in the U.S. from 1998-2007 | Lawrence Berkeley National Laboratory | http://eetd.lbl.gov/ea/ems/reports/lbnl-1516e-web.pdf | Y | 2009 | 16 | 18 | Table 4 | Y
Solar PV | 10 kW ≤ Systems ≤ 100 kW | PA | Installed Costs - Total | Y | 8.4 | $/WDC-STC | 2006-2007 | 2007 | 2006-2007 | Average - simple | 1 | Sustainable Development Fund | Historical | Tracking the Sun: The Installed Costs of PV in the U.S. from 1998-2007 | Lawrence Berkeley National Laboratory | http://eetd.lbl.gov/ea/ems/reports/lbnl-1516e-web.pdf | Y | 2009 | 16 | 18 | Table 4 | Y
Solar PV | Systems < 10 kW | WI | Installed Costs - Total | Y | 8.7 | $/WDC-STC | 2006-2007 | 2007 | 2006-2007 | Average - simple | 149 | WI Focus on Energy | Historical | Tracking the Sun: The Installed Costs of PV in the U.S. from 1998-2007 | Lawrence Berkeley National Laboratory | http://eetd.lbl.gov/ea/ems/reports/lbnl-1516e-web.pdf | Y | 2009 | 16 | 18 | Table 4 | Y
Solar PV | 10 kW ≤ Systems ≤ 100 kW | WI | Installed Costs - Total | Y | 7.9 | $/WDC-STC | 2006-2007 | 2007 | 2006-2007 | Average - simple | 16 | WI Focus on Energy | Historical | Tracking the Sun: The Installed Costs of PV in the U.S. from 1998-2007 | Lawrence Berkeley National Laboratory | http://eetd.lbl.gov/ea/ems/reports/lbnl-1516e-web.pdf | Y | 2009 | 16 | 18 | Table 4 | Y
Solar PV | Residential | CA | Installed Costs - Total | N | 5.4 | $/WDC-STC | 2007 | 2007 | 2007 | Average - simple | 7442 | California Energy Commission | Historical | Tracking the Sun: The Installed Costs of PV in the U.S. from 1998-2007 | Lawrence Berkeley National Laboratory | http://eetd.lbl.gov/ea/ems/reports/lbnl-1516e-web.pdf | Y | 2009 | 27 | 29 |  | Y | Incentives include after-tax value of state/utility cash incentives plus state/federal ITCs. Report assumes that all systems < 10 kW are residential unless otherwise specified. See Appendix B, Table B-3 in report for installed costs after incentives by state.
Solar PV | Residential | MD | Installed Costs - Total | N | 7.7 | $/WDC-STC | 2007 | 2007 | 2007 | Average - simple | 30 | Maryland Energy Administration | Historical | Tracking the Sun: The Installed Costs of PV in the U.S. from 1998-2007 | Lawrence Berkeley National Laboratory | http://eetd.lbl.gov/ea/ems/reports/lbnl-1516e-web.pdf | Y | 2009 | 27 | 29 |  | Y | Highest state average installed cost after incentives. Incentives include after-tax value of state/utility cash incentives plus state/federal ITCs. Report assumes that all systems < 10 kW are residential unless otherwise specified. See Appendix B, Table B-3 in report for installed costs after incentives by state.
Solar PV | Commercial | MN | Installed Costs - Total | N | 5.4 | $/WDC-STC | 2007 | 2007 | 2007 | Average - simple | 6 | MN State Energy Office | Historical | Tracking the Sun: The Installed Costs of PV in the U.S. from 1998-2007 | Lawrence Berkeley National Laboratory | http://eetd.lbl.gov/ea/ems/reports/lbnl-1516e-web.pdf | Y | 2009 | 27 | 29 |  | Y
Solar PV | Residential | NJ | Installed Costs - Total | N | 3.3 | $/WDC-STC | 2007 | 2007 | 2007 | Average - simple | 477 | NJ Clean Energy Program | Historical | Tracking the Sun: The Installed Costs of PV in the U.S. from 1998-2007 | Lawrence Berkeley National Laboratory | http://eetd.lbl.gov/ea/ems/reports/lbnl-1516e-web.pdf | Y | 2009 | 27 | 29 |  | Y | Incentives include after-tax value of state/utility cash incentives plus state/federal ITCs. Report assumes that all systems < 10 kW are residential unless otherwise specified. See Appendix B, Table B-3 in report for installed costs after incentives by state.
Solar PV | Commercial | OR | Installed Costs - Total | N | 2.7 | $/WDC-STC | 2007 | 2007 | 2007 | Average - simple | 40 | Energy Trust of Oregon | Historical | Tracking the Sun: The Installed Costs of PV in the U.S. from 1998-2007 | Lawrence Berkeley National Laboratory | http://eetd.lbl.gov/ea/ems/reports/lbnl-1516e-web.pdf | Y | 2009 | 27 | 29 |  | Y
Solar PV | Residential | PA | Installed Costs - Total | N | 3.2 | $/WDC-STC | 2007 | 2007 | 2007 | Average - simple | 11 | Sustainable Development Fund | Historical | Tracking the Sun: The Installed Costs of PV in the U.S. from 1998-2007 | Lawrence Berkeley National Laboratory | http://eetd.lbl.gov/ea/ems/reports/lbnl-1516e-web.pdf | Y | 2009 | 27 | 29 |  | Y | Lowest state average installed cost after incentives. Incentives include after-tax value of state/utility cash incentives plus state/federal ITCs. Report assumes that all systems < 10 kW are residential unless otherwise specified. See Appendix B, Table B-3 in report for installed costs after incentives by state.
Solar PV | Systems < 5 kW | U.S. | Installed Costs - Total | Y | 11.8 | $/WDC-STC | 1998 | 2007 | 1998 | Average - simple | Unspecified | Real data from up to 16 state or utility incentive programs in up to 12 states | Historical | Tracking the Sun: The Installed Costs of PV in the U.S. from 1998-2007 | Lawrence Berkeley National Laboratory | http://eetd.lbl.gov/ea/ems/reports/lbnl-1516e-web.pdf | Y | 2009 | 1 | 3 |  | Y
Solar PV | Systems < 5 kW | U.S. | Installed Costs - Total | Y | 8.3 | $/WDC-STC | 2007 | 2007 | 2007 | Average - simple | Unspecified | Real data from up to 16 state or utility incentive programs in up to 12 states | Historical | Tracking the Sun: The Installed Costs of PV in the U.S. from 1998-2007 | Lawrence Berkeley National Laboratory | http://eetd.lbl.gov/ea/ems/reports/lbnl-1516e-web.pdf | Y | 2009 | 1 | 3 |  | Y | Compared to 1998 ($11.80/WDC-STC) annual average reduction of $0.40/WDC-STC.
Solar PV | Systems < 10 kW | AZ | Installed Costs - Total | Y | 7.6 | $/WDC-STC | 2006-2007 | 2007 | 2006-2007 | Average - simple | 391 | APS Incentive Program | Historical | Tracking the Sun: The Installed Costs of PV in the U.S. from 1998-2007 | Lawrence Berkeley National Laboratory | http://eetd.lbl.gov/ea/ems/reports/lbnl-1516e-web.pdf | Y | 2009 | 1 | 3 |  | Y
Solar PV | 10 kW ≤ Systems ≤ 100 kW | AZ | Installed Costs - Total | Y | 8.1 | $/WDC-STC | 2006-2007 | 2007 | 2006-2007 | Average - simple | 20 | APS Incentive Program | Historical | Tracking the Sun: The Installed Costs of PV in the U.S. from 1998-2007 | Lawrence Berkeley National Laboratory | http://eetd.lbl.gov/ea/ems/reports/lbnl-1516e-web.pdf | Y | 2009 | 16 | 18 | Table 4 | Y
Solar PV | 100 kW < Systems ≤ 500 kW | AZ | Installed Costs - Total | Y | 9.1 | $/WDC-STC | 2006-2007 | 2007 | 2006-2007 | Average - simple | 2 | APS Incentive Program | Historical | Tracking the Sun: The Installed Costs of PV in the U.S. from 1998-2007 | Lawrence Berkeley National Laboratory | http://eetd.lbl.gov/ea/ems/reports/lbnl-1516e-web.pdf | Y | 2009 | 16 | 18 | Table 4 | Y
Solar PV | Systems < 10 kW | CA | Installed Costs - Total | Y | 8.1 | $/WDC-STC | 2006-2007 | 2007 | 2006-2007 | Average - simple | 12850 | California Energy Commission | Historical | Tracking the Sun: The Installed Costs of PV in the U.S. from 1998-2007 | Lawrence Berkeley National Laboratory | http://eetd.lbl.gov/ea/ems/reports/lbnl-1516e-web.pdf | Y | 2009 | 1 | 3 |  | Y
Solar PV | 10 kW ≤ Systems ≤ 100 kW | CA | Installed Costs - Total | Y | 7.6 | $/WDC-STC | 2006-2007 | 2007 | 2006-2007 | Average - simple | 1607 | California Energy Commission | Historical | Tracking the Sun: The Installed Costs of PV in the U.S. from 1998-2007 | Lawrence Berkeley National Laboratory | http://eetd.lbl.gov/ea/ems/reports/lbnl-1516e-web.pdf | Y | 2009 | 16 | 18 | Table 4 | Y
Solar PV | 100 kW < Systems ≤ 500 kW | CA | Installed Costs - Total | Y | 7.3 | $/WDC-STC | 2006-2007 | 2007 | 2006-2007 | Average - simple | 136 | CEC Emerging Renewables Program; Self Generation Incentive Program; CSI; LA Solar Incentive Program | Historical | Tracking the Sun: The Installed Costs of PV in the U.S. from 1998-2007 | Lawrence Berkeley National Laboratory | http://eetd.lbl.gov/ea/ems/reports/lbnl-1516e-web.pdf | Y | 2009 | 16 | 18 | Table 4 | Y
Solar PV | Systems > 500 kW | CA | Installed Costs - Total | Y | 6.7 | $/WDC-STC | 2006-2007 | 2007 | 2006-2007 | Average - simple | 33 | California Energy Commission | Historical | Tracking the Sun: The Installed Costs of PV in the U.S. from 1998-2007 | Lawrence Berkeley National Laboratory | http://eetd.lbl.gov/ea/ems/reports/lbnl-1516e-web.pdf | Y | 2009 | 16 | 18 | Table 4 | Y
Solar PV | Systems < 10 kW | MD | Installed Costs - Total | Y | 10.6 | $/WDC-STC | 2006-2007 | 2007 | 2006-2007 | Average - simple | 69 | Maryland Energy Administration | Historical | Tracking the Sun: The Installed Costs of PV in the U.S. from 1998-2007 | Lawrence Berkeley National Laboratory | http://eetd.lbl.gov/ea/ems/reports/lbnl-1516e-web.pdf | Y | 2009 | 1 | 3 |  | Y
Solar PV | Systems < 10 kW | NJ | Installed Costs - Total | Y | 8.4 | $/WDC-STC | 2006-2007 | 2007 | 2006-2007 | Average - simple | 1301 | NJ Clean Energy Program | Historical | Tracking the Sun: The Installed Costs of PV in the U.S. from 1998-2007 | Lawrence Berkeley National Laboratory | http://eetd.lbl.gov/ea/ems/reports/lbnl-1516e-web.pdf | Y | 2009 | 1 | 3 |  | Y
Wind | Systems > 50 kW, excludes Hawaii | U.S. | Busbar Price | N | 24 | $/MWh | 2007 | 2007 | 2007 | Avg - STD (cap-weighted) | 128 | Berkeley Lab Database | Historical | Annual Report on U.S. Wind Power Installation, Cost, and Performance Trends: 2007 | Lawrence Berkeley National Laboratory | http://www1.eere.energy.gov/windandhydro/pdfs/43025.pdf | Y | 2008 | 16 | 16 |  | Y | Factors in value of RECs bundled with power sold.
Wind | Systems > 50 kW, excludes Hawaii | U.S. | Busbar Price | N | 55 | $/MWh | 2007 | 2007 | 2007 | Avg + STD (cap-weighted) | 128 | Berkeley Lab Database | Historical | Annual Report on U.S. Wind Power Installation, Cost, and Performance Trends: 2007 | Lawrence Berkeley National Laboratory | http://www1.eere.energy.gov/windandhydro/pdfs/43025.pdf | Y | 2008 | 16 | 16 |  | Y | Factors in value of RECs bundled with power sold.
Wind | Systems > 50 kW, excludes Hawaii | U.S. | Busbar Price | N | 32 | $/MWh | 2002 | 2007 | 2002 | Average - simple | 31 | Berkeley Lab Database | Historical | Annual Report on U.S. Wind Power Installation, Cost, and Performance Trends: 2007 | Lawrence Berkeley National Laboratory | http://www1.eere.energy.gov/windandhydro/pdfs/43025.pdf | Y | 2008 | 17 | 17 |  | Y | Federal PTC included.
Wind | Systems > 50 kW, excludes Hawaii | U.S. | Busbar Price | N | 32 | $/MWh | 2003 | 2007 | 2003 | Average - simple | 31 | Berkeley Lab Database | Historical | Annual Report on U.S. Wind Power Installation, Cost, and Performance Trends: 2007 | Lawrence Berkeley National Laboratory | http://www1.eere.energy.gov/windandhydro/pdfs/43025.pdf | Y | 2008 | 17 | 17 |  | Y | Federal PTC included.
Wind | Systems > 50 kW, excludes Hawaii | U.S. | Busbar Price | N | 37 | $/MWh | 2004 | 2007 | 2004 | Average - simple | 26 | Berkeley Lab Database | Historical | Annual Report on U.S. Wind Power Installation, Cost, and Performance Trends: 2007 | Lawrence Berkeley National Laboratory | http://www1.eere.energy.gov/windandhydro/pdfs/43025.pdf | Y | 2008 | 17 | 17 |  | Y | Federal PTC included.
Wind | Systems > 50 kW, excludes Hawaii | U.S. | Busbar Price | N | 37 | $/MWh | 2005 | 2007 | 2005 | Average - simple | 26 | Berkeley Lab Database | Historical | Annual Report on U.S. Wind Power Installation, Cost, and Performance Trends: 2007 | Lawrence Berkeley National Laboratory | http://www1.eere.energy.gov/windandhydro/pdfs/43025.pdf | Y | 2008 | 17 | 17 |  | Y | Federal PTC included.
Wind | Systems > 50 kW, excludes Hawaii | U.S. | Busbar Price | N | 48 | $/MWh | 2006 | 2007 | 2006 | Average - simple | 14 | Berkeley Lab Database | Historical | Annual Report on U.S. Wind Power Installation, Cost, and Performance Trends: 2007 | Lawrence Berkeley National Laboratory | http://www1.eere.energy.gov/windandhydro/pdfs/43025.pdf | Y | 2008 | 17 | 17 |  | Y | Federal PTC included.
Wind |  | U.S. | Capacity Factor |  | 36 | % | 2008 |  | 2008 | Range: maximum | Unspecified | Lazard estimates | Historical | Levelized Cost of Energy Analysis - Version 3.0 DRAFT | Lazard |  | Y | 2009 | 15 | 16 |  | Y | Reflects ITC and accelerated asset depreciation, as applicable. Assumes 20-year useful life.
Wind |  | U.S. | Capacity Factor |  | 28 | % | 2008 |  | 2008 | Range: minimum | Unspecified | Lazard estimates | Historical | Levelized Cost of Energy Analysis - Version 3.0 DRAFT | Lazard |  | Y | 2009 | 15 | 16 |  | Y | Reflects ITC and accelerated asset depreciation, as applicable. Assumes 20-year useful life.
Wind |  | U.S. | Capacity Factor |  | 22 | % | 2000 |  | 2000 | Average - simple | Unspecified | EIA, GED, AWEA, B&V | Historical | 20 Percent Wind Energy Penetration in the United States | Black & Veatch | http://www.20percentwind.org/Black_Veatch_20_Percent_Report.pdf | Y | 2007 | 3-12 | 28 | Figure 3-8 | Y
Wind |  | U.S. | Capacity Factor |  | 33 | % | 2004 |  | 2004 | Average - simple | Unspecified | EIA, GED, AWEA, B&V | Historical | 20 Percent Wind Energy Penetration in the United States | Black & Veatch | http://www.20percentwind.org/Black_Veatch_20_Percent_Report.pdf | Y | 2007 | 3-12 | 28 | Figure 3-8 | Y
Wind |  | U.S. | Capacity Factor |  | 37 | % | 2005 |  | 2005 | Average - simple | Unspecified | EIA, GED, AWEA, B&V | Historical | 20 Percent Wind Energy Penetration in the United States | Black & Veatch | http://www.20percentwind.org/Black_Veatch_20_Percent_Report.pdf | Y | 2007 | 3-12 | 28 | Figure 3-8 | Y
Wind |  | U.S. WPC 3 | Capacity Factor |  | 32 | % | 2005 |  | 2005 | Average - simple | Unspecified | Modeling | Historical | 20 Percent Wind Energy Penetration in the United States | Black & Veatch | http://www.20percentwind.org/Black_Veatch_20_Percent_Report.pdf | Y | 2007 | 5-4 | 41 | Table 5-1 | Y
Wind |  | U.S. WPC 4 | Capacity Factor |  | 36 | % | 2005 |  | 2005 | Average - simple | Unspecified | Modeling | Historical | 20 Percent Wind Energy Penetration in the United States | Black & Veatch | http://www.20percentwind.org/Black_Veatch_20_Percent_Report.pdf | Y | 2007 | 5-4 | 41 | Table 5-1 | Y
Wind |  | U.S. WPC 5 | Capacity Factor |  | 40 | % | 2005 |  | 2005 | Average - simple | Unspecified | Modeling | Historical | 20 Percent Wind Energy Penetration in the United States | Black & Veatch | http://www.20percentwind.org/Black_Veatch_20_Percent_Report.pdf | Y | 2007 | 5-4 | 41 | Table 5-1 | Y
Wind |  | U.S. WPC 6 | Capacity Factor |  | 44 | % | 2005 |  | 2005 | Average - simple | Unspecified | Modeling | Historical | 20 Percent Wind Energy Penetration in the United States | Black & Veatch | http://www.20percentwind.org/Black_Veatch_20_Percent_Report.pdf | Y | 2007 | 5-4 | 41 | Table 5-1 | Y
Wind |  | U.S. WPC 7 | Capacity Factor |  | 47 | % | 2005 |  | 2005 | Average - simple | Unspecified | Modeling | Historical | 20 Percent Wind Energy Penetration in the United States | Black & Veatch | http://www.20percentwind.org/Black_Veatch_20_Percent_Report.pdf | Y | 2007 | 5-4 | 41 | Table 5-1 | Y
Wind | Systems > 50 kW | CA | Capacity Factor |  | 36.9 | % | 2006 |  | 2006 | Average - simple | 2 | Berkeley Lab Database | Historical | Annual Report on U.S. Wind Power Installation, Cost, and Performance Trends: 2007 | Lawrence Berkeley National Laboratory (Wiser and Bolinger) | http://www1.eere.energy.gov/windandhydro/pdfs/43025.pdf | Y | 2008 | 24 | 24 | Table 7 | Y
Wind | Systems > 50 kW | East (NY, PA, NJ, DE, MD, VA, WV, KT, TN, NC) | Capacity Factor |  | 29.4 | % | 2006 |  | 2006 | Average - simple | 1 | Berkeley Lab Database | Historical | Annual Report on U.S. Wind Power Installation, Cost, and Performance Trends: 2007 | Lawrence Berkeley National Laboratory (Wiser and Bolinger) | http://www1.eere.energy.gov/windandhydro/pdfs/43025.pdf | Y | 2008 | 24 | 24 | Table 7 | Y
Wind | Systems > 50 kW | Heartland (ND, SD, NE, KS, AR, MO, IA, MN,) | Capacity Factor |  | 40.8 | % | 2006 |  | 2006 | Average - simple | 7 | Berkeley Lab Database | Historical | Annual Report on U.S. Wind Power Installation, Cost, and Performance Trends: 2007 | Lawrence Berkeley National Laboratory (Wiser and Bolinger) | http://www1.eere.energy.gov/windandhydro/pdfs/43025.pdf | Y | 2008 | 24 | 24 | Table 7 | Y
Wind | Systems > 50 kW | HI | Capacity Factor |  | 45 | % | 2006 |  | 2006 | Average - simple | 2 | Berkeley Lab Database | Historical | Annual Report on U.S. Wind Power Installation, Cost, and Performance Trends: 2007 | Lawrence Berkeley National Laboratory (Wiser and Bolinger) | http://www1.eere.energy.gov/windandhydro/pdfs/43025.pdf | Y | 2008 | 24 | 24 | Table 7 | Y
Wind | Systems > 50 kW | Mountain (AZ, NV, WY, UT, CO, NM) | Capacity Factor |  | 34.7 | % | 2006 |  | 2006 | Average - simple | 2 | Berkeley Lab Database | Historical | Annual Report on U.S. Wind Power Installation, Cost, and Performance Trends: 2007 | Lawrence Berkeley National Laboratory (Wiser and Bolinger) | http://www1.eere.energy.gov/windandhydro/pdfs/43025.pdf | Y | 2008 | 24 | 24 | Table 7 | Y
Wind | Systems > 50 kW | New England (ME, NH, VT, RI, CT, MA) | Capacity Factor |  | 22.1 | % | 2006 |  | 2006 | Average - simple | 3 | Berkeley Lab Database | Historical | Annual Report on U.S. Wind Power Installation, Cost, and Performance Trends: 2007 | Lawrence Berkeley National Laboratory (Wiser and Bolinger) | http://www1.eere.energy.gov/windandhydro/pdfs/43025.pdf | Y | 2008 | 24 | 24 | Table 7 | Y
Wind | Systems > 50 kW | Northwest (WA, OR, ID, MT) | Capacity Factor |  | 31.3 | % | 2006 |  | 2006 | Average - simple | 4 | Berkeley Lab Database | Historical | Annual Report on U.S. Wind Power Installation, Cost, and Performance Trends: 2007 | Lawrence Berkeley National Laboratory (Wiser and Bolinger) | http://www1.eere.energy.gov/windandhydro/pdfs/43025.pdf | Y | 2008 | 24 | 24 | Table 7 | Y
Wind | Systems > 50 kW | TX | Capacity Factor |  | 30.4 | % | 2006 |  | 2006 | Average - simple | 3 | Berkeley Lab Database | Historical | Annual Report on U.S. Wind Power Installation, Cost, and Performance Trends: 2007 | Lawrence Berkeley National Laboratory (Wiser and Bolinger) | http://www1.eere.energy.gov/windandhydro/pdfs/43025.pdf | Y | 2008 | 24 | 24 | Table 7 | Y
Wind | Systems > 50 kW | CA | Capacity Factor |  | 29.8 | % | 1998-1999 |  | 1998-1999 | Average - simple | 5 | Berkeley Lab Database | Historical | Annual Report on U.S. Wind Power Installation, Cost, and Performance Trends: 2007 | Lawrence Berkeley National Laboratory (Wiser and Bolinger) | http://www1.eere.energy.gov/windandhydro/pdfs/43025.pdf | Y | 2008 | 24 | 24 | Table 7 | Y
Wind | Systems > 50 kW | Greatlakes (MI, IL, OH, IN, WI) | Capacity Factor |  | 23.4 | % | 1998-1999 |  | 1998-1999 | Average - simple | 3 | Berkeley Lab Database | Historical | Annual Report on U.S. Wind Power Installation, Cost, and Performance Trends: 2007 | Lawrence Berkeley National Laboratory (Wiser and Bolinger) | http://www1.eere.energy.gov/windandhydro/pdfs/43025.pdf | Y | 2008 | 24 | 24 | Table 7 | Y
Wind | Systems > 50 kW | Heartland (ND, SD, NE, KS, AR, MO, IA, MN,) | Capacity Factor |  | 30.2 | % | 1998-1999 |  | 1998-1999 | Average - simple | 8 | Berkeley Lab Database | Historical | Annual Report on U.S. Wind Power Installation, Cost, and Performance Trends: 2007 | Lawrence Berkeley National Laboratory (Wiser and Bolinger) | http://www1.eere.energy.gov/windandhydro/pdfs/43025.pdf | Y | 2008 | 24 | 24 | Table 7 | Y
Wind | Systems > 50 kW | Mountain (AZ, NV, WY, UT, CO, NM) | Capacity Factor |  | 34.4 | % | 1998-1999 |  | 1998-1999 | Average - simple | 3 | Berkeley Lab Database | Historical | Annual Report on U.S. Wind Power Installation, Cost, and Performance Trends: 2007 | Lawrence Berkeley National Laboratory (Wiser and Bolinger) | http://www1.eere.energy.gov/windandhydro/pdfs/43025.pdf | Y | 2008 | 24 | 24 | Table 7 | Y
Wind | Systems > 50 kW | Northwest (WA, OR, ID, MT) | Capacity Factor |  | 32.1 | % | 1998-1999 |  | 1998-1999 | Average - simple | 1 | Berkeley Lab Database | Historical | Annual Report on U.S. Wind Power Installation, Cost, and Performance Trends: 2007 | Lawrence Berkeley National Laboratory (Wiser and Bolinger) | http://www1.eere.energy.gov/windandhydro/pdfs/43025.pdf | Y | 2008 | 24 | 24 | Table 7 | Y
Wind | Systems > 50 kW | TX | Capacity Factor |  | 28.2 | % | 1998-1999 |  | 1998-1999 | Average - simple | 3 | Berkeley Lab Database | Historical | Annual Report on U.S. Wind Power Installation, Cost, and Performance Trends: 2007 | Lawrence Berkeley National Laboratory (Wiser and Bolinger) | http://www1.eere.energy.gov/windandhydro/pdfs/43025.pdf | Y | 2008 | 24 | 24 | Table 7 | Y
Wind | Systems > 50 kW | CA | Capacity Factor |  | 34.5 | % | 2000-2001 |  | 2000-2001 | Average - simple | 1 | Berkeley Lab Database | Historical | Annual Report on U.S. Wind Power Installation, Cost, and Performance Trends: 2007 | Lawrence Berkeley National Laboratory (Wiser and Bolinger) | http://www1.eere.energy.gov/windandhydro/pdfs/43025.pdf | Y | 2008 | 24 | 24 | Table 7 | Y
Wind | Systems > 50 kW | East (NY, PA, NJ, DE, MD, VA, WV, KT, TN, NC) | Capacity Factor |  | 22.5 | % | 2000-2001 |  | 2000-2001 | Average - simple | 6 | Berkeley Lab Database | Historical | Annual Report on U.S. Wind Power Installation, Cost, and Performance Trends: 2007 | Lawrence Berkeley National Laboratory (Wiser and Bolinger) | http://www1.eere.energy.gov/windandhydro/pdfs/43025.pdf | Y | 2008 | 24 | 24 | Table 7 | Y
Wind | Systems > 50 kW | Greatlakes (MI, IL, OH, IN, WI) | Capacity Factor |  | 23.5 | % | 2000-2001 |  | 2000-2001 | Average - simple | 2 | Berkeley Lab Database | Historical | Annual Report on U.S. Wind Power Installation, Cost, and Performance Trends: 2007 | Lawrence Berkeley National Laboratory (Wiser and Bolinger) | http://www1.eere.energy.gov/windandhydro/pdfs/43025.pdf | Y | 2008 | 24 | 24 | Table 7 | Y
Wind | Systems > 50 kW | Heartland (ND, SD, NE, KS, AR, MO, IA, MN,) | Capacity Factor |  | 33.4 | % | 2000-2001 |  | 2000-2001 | Average - simple | 10 | Berkeley Lab Database | Historical | Annual Report on U.S. Wind Power Installation, Cost, and Performance Trends: 2007 | Lawrence Berkeley National Laboratory (Wiser and Bolinger) | http://www1.eere.energy.gov/windandhydro/pdfs/43025.pdf | Y | 2008 | 24 | 24 | Table 7 | Y
Wind | Systems > 50 kW | Mountain (AZ, NV, WY, UT, CO, NM) | Capacity Factor |  | 29.3 | % | 2000-2001 |  | 2000-2001 | Average - simple | 4 | Berkeley Lab Database | Historical | Annual Report on U.S. Wind Power Installation, Cost, and Performance Trends: 2007 | Lawrence Berkeley National Laboratory (Wiser and Bolinger) | http://www1.eere.energy.gov/windandhydro/pdfs/43025.pdf | Y | 2008 | 24 | 24 | Table 7 | Y
Wind | Systems > 50 kW | New England (ME, NH, VT, RI, CT, MA) | Capacity Factor |  | 27 | % | 2000-2001 |  | 2000-2001 | Average - simple | 1 | Berkeley Lab Database | Historical | Annual Report on U.S. Wind Power Installation, Cost, and Performance Trends: 2007 | Lawrence Berkeley National Laboratory (Wiser and Bolinger) | http://www1.eere.energy.gov/windandhydro/pdfs/43025.pdf | Y | 2008 | 24 | 24 | Table 7 | Y
Wind | Systems > 50 kW | Northwest (WA, OR, ID, MT) | Capacity Factor |  | 28.7 | % | 2000-2001 |  | 2000-2001 | Average - simple | 3 | Berkeley Lab Database | Historical | Annual Report on U.S. Wind Power Installation, Cost, and Performance Trends: 2007 | Lawrence Berkeley National Laboratory (Wiser and Bolinger) | http://www1.eere.energy.gov/windandhydro/pdfs/43025.pdf | Y | 2008 | 24 | 24 | Table 7 | Y
Wind | Systems > 50 kW | TX | Capacity Factor |  | 29.6 | % | 2000-2001 |  | 2000-2001 | Average - simple | 7 | Berkeley Lab Database | Historical | Annual Report on U.S. Wind Power Installation, Cost, and Performance Trends: 2007 | Lawrence Berkeley National Laboratory (Wiser and Bolinger) | http://www1.eere.energy.gov/windandhydro/pdfs/43025.pdf | Y | 2008 | 24 | 24 | Table 7 | Y
Wind | Systems > 50 kW | CA | Capacity Factor |  | 32.6 | % | 2002-2003 |  | 2002-2003 | Average - simple | 4 | Berkeley Lab Database | Historical | Annual Report on U.S. Wind Power Installation, Cost, and Performance Trends: 2007 | Lawrence Berkeley National Laboratory (Wiser and Bolinger) | http://www1.eere.energy.gov/windandhydro/pdfs/43025.pdf | Y | 2008 | 24 | 24 | Table 7 | Y
Wind | Systems > 50 kW | East (NY, PA, NJ, DE, MD, VA, WV, KT, TN, NC) | Capacity Factor |  | 28.5 | % | 2002-2003 |  | 2002-2003 | Average - simple | 3 | Berkeley Lab Database | Historical | Annual Report on U.S. Wind Power Installation, Cost, and Performance Trends: 2007 | Lawrence Berkeley National Laboratory (Wiser and Bolinger) | http://www1.eere.energy.gov/windandhydro/pdfs/43025.pdf | Y | 2008 | 24 | 24 | Table 7 | Y
Wind | Systems > 50 kW | Greatlakes (MI, IL, OH, IN, WI) | Capacity Factor |  | 21.2 | % | 2002-2003 |  | 2002-2003 | Average - simple | 1 | Berkeley Lab Database | Historical | Annual Report on U.S. Wind Power Installation, Cost, and Performance Trends: 2007 | Lawrence Berkeley National Laboratory (Wiser and Bolinger) | http://www1.eere.energy.gov/windandhydro/pdfs/43025.pdf | Y | 2008 | 24 | 24 | Table 7 | Y
Wind | Systems > 50 kW | Heartland (ND, SD, NE, KS, AR, MO, IA, MN,) | Capacity Factor |  | 34.4 | % | 2002-2003 |  | 2002-2003 | Average - simple | 20 | Berkeley Lab Database | Historical | Annual Report on U.S. Wind Power Installation, Cost, and Performance Trends: 2007 | Lawrence Berkeley National Laboratory (Wiser and Bolinger) | http://www1.eere.energy.gov/windandhydro/pdfs/43025.pdf | Y | 2008 | 24 | 24 | Table 7 | Y
Wind | Systems > 50 kW | Mountain (AZ, NV, WY, UT, CO, NM) | Capacity Factor |  | 30.3 | % | 2002-2003 |  | 2002-2003 | Average - simple | 3 | Berkeley Lab Database | Historical | Annual Report on U.S. Wind Power Installation, Cost, and Performance Trends: 2007 | Lawrence Berkeley National Laboratory (Wiser and Bolinger) | http://www1.eere.energy.gov/windandhydro/pdfs/43025.pdf | Y | 2008 | 24 | 24 | Table 7 | Y
Wind | Systems > 50 kW | Northwest (WA, OR, ID, MT) | Capacity Factor |  | 30.5 | % | 2002-2003 |  | 2002-2003 | Average - simple | 2 | Berkeley Lab Database | Historical | Annual Report on U.S. Wind Power Installation, Cost, and Performance Trends: 2007 | Lawrence Berkeley National Laboratory (Wiser and Bolinger) | http://www1.eere.energy.gov/windandhydro/pdfs/43025.pdf | Y | 2008 | 24 | 24 | Table 7 | Y
Wind | Systems > 50 kW | TX | Capacity Factor |  | 33.5 | % | 2002-2003 |  | 2002-2003 | Average - simple | 2 | Berkeley Lab Database | Historical | Annual Report on U.S. Wind Power Installation, Cost, and Performance Trends: 2007 | Lawrence Berkeley National Laboratory (Wiser and Bolinger) | http://www1.eere.energy.gov/windandhydro/pdfs/43025.pdf | Y | 2008 | 24 | 24 | Table 7 | Y
Wind | Systems > 50 kW | CA | Capacity Factor |  | 37.5 | % | 2004-2005 |  | 2004-2005 | Average - simple | 3 | Berkeley Lab Database | Historical | Annual Report on U.S. Wind Power Installation, Cost, and Performance Trends: 2007 | Lawrence Berkeley National Laboratory (Wiser and Bolinger) | http://www1.eere.energy.gov/windandhydro/pdfs/43025.pdf | Y | 2008 | 24 | 24 | Table 7 | Y
Wind | Systems > 50 kW | East (NY, PA, NJ, DE, MD, VA, WV, KT, TN, NC) | Capacity Factor |  | 26.7 | % | 2004-2005 |  | 2004-2005 | Average - simple | 2 | Berkeley Lab Database | Historical | Annual Report on U.S. Wind Power Installation, Cost, and Performance Trends: 2007 | Lawrence Berkeley National Laboratory (Wiser and Bolinger) | http://www1.eere.energy.gov/windandhydro/pdfs/43025.pdf | Y | 2008 | 24 | 24 | Table 7 | Y
Wind | Systems > 50 kW | Greatlakes (MI, IL, OH, IN, WI) | Capacity Factor |  | 31 | % | 2004-2005 |  | 2004-2005 | Average - simple | 1 | Berkeley Lab Database | Historical | Annual Report on U.S. Wind Power Installation, Cost, and Performance Trends: 2007 | Lawrence Berkeley National Laboratory (Wiser and Bolinger) | http://www1.eere.energy.gov/windandhydro/pdfs/43025.pdf | Y | 2008 | 24 | 24 | Table 7 | Y
Wind | Systems > 50 kW | Heartland (ND, SD, NE, KS, AR, MO, IA, MN,) | Capacity Factor |  | 36.8 | % | 2004-2005 |  | 2004-2005 | Average - simple | 16 | Berkeley Lab Database | Historical | Annual Report on U.S. Wind Power Installation, Cost, and Performance Trends: 2007 | Lawrence Berkeley National Laboratory (Wiser and Bolinger) | http://www1.eere.energy.gov/windandhydro/pdfs/43025.pdf | Y | 2008 | 24 | 24 | Table 7 | Y
Wind | Systems > 50 kW | Mountain (AZ, NV, WY, UT, CO, NM) | Capacity Factor |  | 38.9 | % | 2004-2005 |  | 2004-2005 | Average - simple | 3 | Berkeley Lab Database | Historical | Annual Report on U.S. Wind Power Installation, Cost, and Performance Trends: 2007 | Lawrence Berkeley National Laboratory (Wiser and Bolinger) | http://www1.eere.energy.gov/windandhydro/pdfs/43025.pdf | Y | 2008 | 24 | 24 | Table 7 | Y
Wind | Systems > 50 kW | Northwest (WA, OR, ID, MT) | Capacity Factor |  | 34 | % | 2004-2005 |  | 2004-2005 | Average - simple | 5 | Berkeley Lab Database | Historical | Annual Report on U.S. Wind Power Installation, Cost, and Performance Trends: 2007 | Lawrence Berkeley National Laboratory (Wiser and Bolinger) | http://www1.eere.energy.gov/windandhydro/pdfs/43025.pdf | Y | 2008 | 24 | 24 | Table 7 | Y
Wind | Systems > 50 kW | TX | Capacity Factor |  | 34.5 | % | 2004-2005 |  | 2004-2005 | Average - simple | 4 | Berkeley Lab Database | Historical | Annual Report on U.S. Wind Power Installation, Cost, and Performance Trends: 2007 | Lawrence Berkeley National Laboratory (Wiser and Bolinger) | http://www1.eere.energy.gov/windandhydro/pdfs/43025.pdf | Y | 2008 | 24 | 24 | Table 7 | Y
Wind | Utility Central Station | CA, AZ, NV, OR, WA | Capacity Factor |  | 25 | % | 2007 |  | 2007 | Range: minimum | Unspecified | Interviews | Historical | California Energy Commission: Renewable Energy Transmission Initiative Phase 1A Final report | Black & Veatch | http://www.energy.ca.gov/2008publications/RETI-1000-2008-002/RETI-1000-2008-002-F.PDF | Y | 2008 | 5-49 | 148 | Table 5-13 | Y | Inputs include capital costs, generation interconnection costs, O&M - fixed and variable, incentives, net plant output,
Wind | Utility Central Station | CA, AZ, NV, OR, WA | Capacity Factor |  | 40 | % | 2007 |  | 2007 | Range: maximum | Unspecified | Interviews | Historical | California Energy Commission: Renewable Energy Transmission Initiative Phase 1A Final report | Black & Veatch | http://www.energy.ca.gov/2008publications/RETI-1000-2008-002/RETI-1000-2008-002-F.PDF | Y | 2008 | 5-49 | 148 | Table 5-13 | Y | Inputs include capital costs, generation interconnection costs, O&M - fixed and variable, incentives, net plant output,
Wind | Systems > 50 kW; project vintage pre-1998 | New England (ME, NH, VT, RI, CT, MA) | Capacity Factor |  | 19.3 | % | 2008 | n/a | 2008 | Average - capacity-weighted | 1 | Berkeley Lab Database | Historical | 2008 Wind Technologies Market Report | Lawrence Berkeley National Laboratory (Wiser and Bolinger) | http://eetd.lbl.gov/EA/emp/reports/2008-wind-technologies.pdf | Y | 2009 | 39 | 46 | Table 7 | Y
Wind | Systems > 50 kW; project vintage 1998-1999 | Great Lakes (MI, WI, IL, IN, OH) | Capacity Factor |  | 20.5 | % | 2008 | n/a | 2008 | Average - capacity-weighted | 2 | Berkeley Lab Database | Historical | 2008 Wind Technologies Market Report | Lawrence Berkeley National Laboratory (Wiser and Bolinger) | http://eetd.lbl.gov/EA/emp/reports/2008-wind-technologies.pdf | Y | 2009 | 39 | 46 | Table 7 | Y
Wind | Systems > 50 kW; project vintage 2006 | New England (ME, NH, VT, RI, CT, MA) | Capacity Factor |  | 21.3 | % | 2008 | n/a | 2008 | Average - capacity-weighted | 3 | Berkeley Lab Database | Historical | 2008 Wind Technologies Market Report | Lawrence Berkeley National Laboratory (Wiser and Bolinger) | http://eetd.lbl.gov/EA/emp/reports/2008-wind-technologies.pdf | Y | 2009 | 39 | 46 | Table 7 | Y
Wind | Systems > 50 kW; project vintage pre-1998 | CA | Capacity Factor |  | 22.1 | % | 2008 | n/a | 2008 | Average - capacity-weighted | 8 | Berkeley Lab Database | Historical | 2008 Wind Technologies Market Report | Lawrence Berkeley National Laboratory (Wiser and Bolinger) | http://eetd.lbl.gov/EA/emp/reports/2008-wind-technologies.pdf | Y | 2009 | 39 | 46 | Table 7 | Y
Wind | Systems > 50 kW; project vintage 2000-2001 | Great Lakes (MI, WI, IL, IN, OH) | Capacity Factor |  | 22.3 | % | 2008 | n/a | 2008 | Average - capacity-weighted | 1 | Berkeley Lab Database | Historical | 2008 Wind Technologies Market Report | Lawrence Berkeley National Laboratory (Wiser and Bolinger) | http://eetd.lbl.gov/EA/emp/reports/2008-wind-technologies.pdf | Y | 2009 | 39 | 46 | Table 7 | Y
Wind | Systems > 50 kW; project vintage 2000-2001 | East (TN, KY, NY, PA, NJ, DE, MD, DC, VA, WV, NC) | Capacity Factor |  | 22.6 | % | 2008 | n/a | 2008 | Average - capacity-weighted | 7 | Berkeley Lab Database | Historical | 2008 Wind Technologies Market Report | Lawrence Berkeley National Laboratory (Wiser and Bolinger) | http://eetd.lbl.gov/EA/emp/reports/2008-wind-technologies.pdf | Y | 2009 | 39 | 46 | Table 7 | Y
Wind | Systems > 50 kW; project vintage 2000-2001 | New England (ME, NH, VT, RI, CT, MA) | Capacity Factor |  | 25.5 | % | 2008 | n/a | 2008 | Average - capacity-weighted | 1 | Berkeley Lab Database | Historical | 2008 Wind Technologies Market Report | Lawrence Berkeley National Laboratory (Wiser and Bolinger) | http://eetd.lbl.gov/EA/emp/reports/2008-wind-technologies.pdf | Y | 2009 | 39 | 46 | Table 7 | Y
Wind | Systems > 50 kW; project vintage 2002-2003 | Great Lakes (MI, WI, IL, IN, OH) | Capacity Factor |  | 25.7 | % | 2008 | n/a | 2008 | Average - capacity-weighted | 1 | Berkeley Lab Database | Historical | 2008 Wind Technologies Market Report | Lawrence Berkeley National Laboratory (Wiser and Bolinger) | http://eetd.lbl.gov/EA/emp/reports/2008-wind-technologies.pdf | Y | 2009 | 39 | 46 | Table 7 | Y
Wind | Systems > 50 kW; project vintage 2007 | East (TN, KY, NY, PA, NJ, DE, MD, DC, VA, WV, NC) | Capacity Factor |  | 27 | % | 2008 | n/a | 2008 | Average - capacity-weighted | 4 | Berkeley Lab Database | Historical | 2008 Wind Technologies Market Report | Lawrence Berkeley National Laboratory (Wiser and Bolinger) | http://eetd.lbl.gov/EA/emp/reports/2008-wind-technologies.pdf | Y | 2009 | 39 | 46 | Table 7 | Y
Wind | Systems > 50 kW; project vintage 2000-2007 | East (TN, KY, NY, PA, NJ, DE, MD, DC, VA, WV, NC) | Capacity Factor |  | 27.1 | % | 2008 | n/a | 2008 | Average - capacity-weighted | 17 | Berkeley Lab Database | Historical | 2008 Wind Technologies Market Report | Lawrence Berkeley National Laboratory (Wiser and Bolinger) | http://eetd.lbl.gov/EA/emp/reports/2008-wind-technologies.pdf | Y | 2009 | 39 | 46 | Table 7 | Y
Wind | Systems > 50 kW; project vintage 2002-2003 | East (TN, KY, NY, PA, NJ, DE, MD, DC, VA, WV, NC) | Capacity Factor |  | 27.7 | % | 2008 | n/a | 2008 | Average - capacity-weighted | 3 | Berkeley Lab Database | Historical | 2008 Wind Technologies Market Report | Lawrence Berkeley National Laboratory (Wiser and Bolinger) | http://eetd.lbl.gov/EA/emp/reports/2008-wind-technologies.pdf | Y | 2009 | 39 | 46 | Table 7 | Y
Wind | Systems > 50 kW; project vintage 2000-2001 | Northwest (WA, OR, ID, MT) | Capacity Factor |  | 27.7 | % | 2008 | n/a | 2008 | Average - capacity-weighted | 3 | Berkeley Lab Database | Historical | 2008 Wind Technologies Market Report | Lawrence Berkeley National Laboratory (Wiser and Bolinger) | http://eetd.lbl.gov/EA/emp/reports/2008-wind-technologies.pdf | Y | 2009 | 39 | 46 | Table 7 | Y
Wind | Systems > 50 kW; project vintage 2004-2005 | East (TN, KY, NY, PA, NJ, DE, MD, DC, VA, WV, NC) | Capacity Factor |  | 27.8 | % | 2008 | n/a | 2008 | Average - capacity-weighted | 2 | Berkeley Lab Database | Historical | 2008 Wind Technologies Market Report | Lawrence Berkeley National Laboratory (Wiser and Bolinger) | http://eetd.lbl.gov/EA/emp/reports/2008-wind-technologies.pdf | Y | 2009 | 39 | 46 | Table 7 | Y
Wind | Systems > 50 kW; project vintage 1998-2006 | CA | Capacity Factor |  | 28.1 | % | 2008 | n/a | 2008 | Average - capacity-weighted | 25 | Berkeley Lab Database | Historical | 2008 Wind Technologies Market Report | Lawrence Berkeley National Laboratory (Wiser and Bolinger) | http://eetd.lbl.gov/EA/emp/reports/2008-wind-technologies.pdf | Y | 2009 | 39 | 46 | Table 7 | Y
Wind | Systems > 50 kW; project vintage 1998-1999 | Heartland (ND, SD, NE, OK, KS, MN, IA, MO, MI) | Capacity Factor |  | 29.2 | % | 2008 | n/a | 2008 | Average - capacity-weighted | 9 | Berkeley Lab Database | Historical | 2008 Wind Technologies Market Report | Lawrence Berkeley National Laboratory (Wiser and Bolinger) | http://eetd.lbl.gov/EA/emp/reports/2008-wind-technologies.pdf | Y | 2009 | 39 | 46 | Table 7 | Y
Wind | Systems > 50 kW; project vintage 2002-2003 | CA | Capacity Factor |  | 29.9 | % | 2008 | n/a | 2008 | Average - capacity-weighted | 4 | Berkeley Lab Database | Historical | 2008 Wind Technologies Market Report | Lawrence Berkeley National Laboratory (Wiser and Bolinger) | http://eetd.lbl.gov/EA/emp/reports/2008-wind-technologies.pdf | Y | 2009 | 39 | 46 | Table 7 | Y
Wind | Systems > 50 kW; project vintage 1998-1999 | CA | Capacity Factor |  | 30.3 | % | 2008 | n/a | 2008 | Average - capacity-weighted | 7 | Berkeley Lab Database | Historical | 2008 Wind Technologies Market Report | Lawrence Berkeley National Laboratory (Wiser and Bolinger) | http://eetd.lbl.gov/EA/emp/reports/2008-wind-technologies.pdf | Y | 2009 | 39 | 46 | Table 7 | Y
Wind | Systems > 50 kW; project vintage 2006 | East (TN, KY, NY, PA, NJ, DE, MD, DC, VA, WV, NC) | Capacity Factor |  | 30.7 | % | 2008 | n/a | 2008 | Average - capacity-weighted | 1 | Berkeley Lab Database | Historical | 2008 Wind Technologies Market Report | Lawrence Berkeley National Laboratory (Wiser and Bolinger) | http://eetd.lbl.gov/EA/emp/reports/2008-wind-technologies.pdf | Y | 2009 | 39 | 46 | Table 7 | Y
Wind | Systems > 50 kW; project vintage 2000-2001 | CA | Capacity Factor |  | 31.9 | % | 2008 | n/a | 2008 | Average - capacity-weighted | 1 | Berkeley Lab Database | Historical | 2008 Wind Technologies Market Report | Lawrence Berkeley National Laboratory (Wiser and Bolinger) | http://eetd.lbl.gov/EA/emp/reports/2008-wind-technologies.pdf | Y | 2009 | 39 | 46 | Table 7 | Y
Wind | Systems > 50 kW; project vintage 2000-2001 | Mountain (WY, CO, UT, AZ, NM, NV) | Capacity Factor |  | 31.9 | % | 2008 | n/a | 2008 | Average - capacity-weighted | 4 | Berkeley Lab Database | Historical | 2008 Wind Technologies Market Report | Lawrence Berkeley National Laboratory (Wiser and Bolinger) | http://eetd.lbl.gov/EA/emp/reports/2008-wind-technologies.pdf | Y | 2009 | 39 | 46 | Table 7 | Y
Wind | Systems > 50 kW; project vintage 2004-2005 | Great Lakes (MI, WI, IL, IN, OH) | Capacity Factor |  | 32 | % | 2008 | n/a | 2008 | Average - capacity-weighted | 1 | Berkeley Lab Database | Historical | 2008 Wind Technologies Market Report | Lawrence Berkeley National Laboratory (Wiser and Bolinger) | http://eetd.lbl.gov/EA/emp/reports/2008-wind-technologies.pdf | Y | 2009 | 39 | 46 | Table 7 | Y
Wind | Systems > 50 kW; project vintage 1998-2007 | New England (ME, NH, VT, RI, CT, MA) | Capacity Factor |  | 32.1 | % | 2008 | n/a | 2008 | Average - capacity-weighted | 7 | Berkeley Lab Database | Historical | 2008 Wind Technologies Market Report | Lawrence Berkeley National Laboratory (Wiser and Bolinger) | http://eetd.lbl.gov/EA/emp/reports/2008-wind-technologies.pdf | Y | 2009 | 39 | 46 | Table 7 | Y
Wind | Systems > 50 kW; project vintage 2000-2001 | TX | Capacity Factor |  | 32.1 | % | 2008 | n/a | 2008 | Average - capacity-weighted | 4 | Berkeley Lab Database | Historical | 2008 Wind Technologies Market Report | Lawrence Berkeley National Laboratory (Wiser and Bolinger) | http://eetd.lbl.gov/EA/emp/reports/2008-wind-technologies.pdf | Y | 2009 | 39 | 46 | Table 7 | Y
Wind | Systems > 50 kW; project vintage 1998-2007 | Great Lakes (MI, WI, IL, IN, OH) | Capacity Factor |  | 32.5 | % | 2008 | n/a | 2008 | Average - capacity-weighted | 10 | Berkeley Lab Database | Historical | 2008 Wind Technologies Market Report | Lawrence Berkeley National Laboratory (Wiser and Bolinger) | http://eetd.lbl.gov/EA/emp/reports/2008-wind-technologies.pdf | Y | 2009 | 39 | 46 | Table 7 | Y
Wind | Systems > 50 kW; project vintage 2006 | TX | Capacity Factor |  | 32.5 | % | 2008 | n/a | 2008 | Average - capacity-weighted | 2 | Berkeley Lab Database | Historical | 2008 Wind Technologies Market Report | Lawrence Berkeley National Laboratory (Wiser and Bolinger) | http://eetd.lbl.gov/EA/emp/reports/2008-wind-technologies.pdf | Y | 2009 | 39 | 46 | Table 7 | Y
Wind | Systems > 50 kW; project vintage 2002-2003 | Mountain (WY, CO, UT, AZ, NM, NV) | Capacity Factor |  | 33.3 | % | 2008 | n/a | 2008 | Average - capacity-weighted | 3 | Berkeley Lab Database | Historical | 2008 Wind Technologies Market Report | Lawrence Berkeley National Laboratory (Wiser and Bolinger) | http://eetd.lbl.gov/EA/emp/reports/2008-wind-technologies.pdf | Y | 2009 | 39 | 46 | Table 7 | Y
Wind | Systems > 50 kW; project vintage 2007 | Northwest (WA, OR, ID, MT) | Capacity Factor |  | 33.7 | % | 2008 | n/a | 2008 | Average - capacity-weighted | 4 | Berkeley Lab Database | Historical | 2008 Wind Technologies Market Report | Lawrence Berkeley National Laboratory (Wiser and Bolinger) | http://eetd.lbl.gov/EA/emp/reports/2008-wind-technologies.pdf | Y | 2009 | 39 | 46 | Table 7 | Y
Wind | Systems > 50 kW; project vintage 2007 | Great Lakes (MI, WI, IL, IN, OH) | Capacity Factor |  | 33.8 | % | 2008 | n/a | 2008 | Average - capacity-weighted | 5 | Berkeley Lab Database | Historical | 2008 Wind Technologies Market Report | Lawrence Berkeley National Laboratory (Wiser and Bolinger) | http://eetd.lbl.gov/EA/emp/reports/2008-wind-technologies.pdf | Y | 2009 | 39 | 46 | Table 7 | Y
Wind | Systems > 50 kW; project vintage 1998-2007 | Northwest (WA, OR, ID, MT) | Capacity Factor |  | 33.8 | % | 2008 | n/a | 2008 | Average - capacity-weighted | 19 | Berkeley Lab Database | Historical | 2008 Wind Technologies Market Report | Lawrence Berkeley National Laboratory (Wiser and Bolinger) | http://eetd.lbl.gov/EA/emp/reports/2008-wind-technologies.pdf | Y | 2009 | 39 | 46 | Table 7 | Y
Wind | Systems > 50 kW; project vintage 2007 | Heartland (ND, SD, NE, OK, KS, MN, IA, MO, MI) | Capacity Factor |  | 34.2 | % | 2008 | n/a | 2008 | Average - capacity-weighted | 10 | Berkeley Lab Database | Historical | 2008 Wind Technologies Market Report | Lawrence Berkeley National Laboratory (Wiser and Bolinger) | http://eetd.lbl.gov/EA/emp/reports/2008-wind-technologies.pdf | Y | 2009 | 39 | 46 | Table 7 | Y
Wind | Systems > 50 kW; project vintage 1998-2007 | TX | Capacity Factor |  | 34.4 | % | 2008 | n/a | 2008 | Average - capacity-weighted | 18 | Berkeley Lab Database | Historical | 2008 Wind Technologies Market Report | Lawrence Berkeley National Laboratory (Wiser and Bolinger) | http://eetd.lbl.gov/EA/emp/reports/2008-wind-technologies.pdf | Y | 2009 | 39 | 46 | Table 7 | Y
Wind | Systems > 50 kW; project vintage 2007 | New England (ME, NH, VT, RI, CT, MA) | Capacity Factor |  | 34.8 | % | 2008 | n/a | 2008 | Average - capacity-weighted | 2 | Berkeley Lab Database | Historical | 2008 Wind Technologies Market Report | Lawrence Berkeley National Laboratory (Wiser and Bolinger) | http://eetd.lbl.gov/EA/emp/reports/2008-wind-technologies.pdf | Y | 2009 | 39 | 46 | Table 7 | Y
Wind | Systems > 50 kW; project vintage 2000-2001 | Heartland (ND, SD, NE, OK, KS, MN, IA, MO, MI) | Capacity Factor |  | 34.8 | % | 2008 | n/a | 2008 | Average - capacity-weighted | 8 | Berkeley Lab Database | Historical | 2008 Wind Technologies Market Report | Lawrence Berkeley National Laboratory (Wiser and Bolinger) | http://eetd.lbl.gov/EA/emp/reports/2008-wind-technologies.pdf | Y | 2009 | 39 | 46 | Table 7 | Y
Wind | Systems > 50 kW; project vintage 2006 | Northwest (WA, OR, ID, MT) | Capacity Factor |  | 35 | % | 2008 | n/a | 2008 | Average - capacity-weighted | 4 | Berkeley Lab Database | Historical | 2008 Wind Technologies Market Report | Lawrence Berkeley National Laboratory (Wiser and Bolinger) | http://eetd.lbl.gov/EA/emp/reports/2008-wind-technologies.pdf | Y | 2009 | 39 | 46 | Table 7 | Y
Wind | Systems > 50 kW; project vintage 1998-1999 | Northwest (WA, OR, ID, MT) | Capacity Factor |  | 35.7 | % | 2008 | n/a | 2008 | Average - capacity-weighted | 1 | Berkeley Lab Database | Historical | 2008 Wind Technologies Market Report | Lawrence Berkeley National Laboratory (Wiser and Bolinger) | http://eetd.lbl.gov/EA/emp/reports/2008-wind-technologies.pdf | Y | 2009 | 39 | 46 | Table 7 | Y
Wind | Systems > 50 kW; project vintage 2002-2003 | Heartland (ND, SD, NE, OK, KS, MN, IA, MO, MI) | Capacity Factor |  | 35.7 | % | 2008 | n/a | 2008 | Average - capacity-weighted | 18 | Berkeley Lab Database | Historical | 2008 Wind Technologies Market Report | Lawrence Berkeley National Laboratory (Wiser and Bolinger) | http://eetd.lbl.gov/EA/emp/reports/2008-wind-technologies.pdf | Y | 2009 | 39 | 46 | Table 7 | Y
Wind | Systems > 50 kW; project vintage 1998-2007 | Heartland (ND, SD, NE, OK, KS, MN, IA, MO, MI) | Capacity Factor |  | 35.7 | % | 2008 | n/a | 2008 | Average - capacity-weighted | 67 | Berkeley Lab Database | Historical | 2008 Wind Technologies Market Report | Lawrence Berkeley National Laboratory (Wiser and Bolinger) | http://eetd.lbl.gov/EA/emp/reports/2008-wind-technologies.pdf | Y | 2009 | 39 | 46 | Table 7 | Y
Wind | Systems > 50 kW; project vintage 2007 | TX | Capacity Factor |  | 35.8 | % | 2008 | n/a | 2008 | Average - capacity-weighted | 7 | Berkeley Lab Database | Historical | 2008 Wind Technologies Market Report | Lawrence Berkeley National Laboratory (Wiser and Bolinger) | http://eetd.lbl.gov/EA/emp/reports/2008-wind-technologies.pdf | Y | 2009 | 39 | 46 | Table 7 | Y
Wind | Systems > 50 kW; project vintage 2004-2005 | CA | Capacity Factor |  | 35.9 | % | 2008 | n/a | 2008 | Average - capacity-weighted | 3 | Berkeley Lab Database | Historical | 2008 Wind Technologies Market Report | Lawrence Berkeley National Laboratory (Wiser and Bolinger) | http://eetd.lbl.gov/EA/emp/reports/2008-wind-technologies.pdf | Y | 2009 | 39 | 46 | Table 7 | Y
Wind | Systems > 50 kW; project vintage 2004-2005 | Northwest (WA, OR, ID, MT) | Capacity Factor |  | 36 | % | 2008 | n/a | 2008 | Average - capacity-weighted | 5 | Berkeley Lab Database | Historical | 2008 Wind Technologies Market Report | Lawrence Berkeley National Laboratory (Wiser and Bolinger) | http://eetd.lbl.gov/EA/emp/reports/2008-wind-technologies.pdf | Y | 2009 | 39 | 46 | Table 7 | Y
Wind | Systems > 50 kW; project vintage 2002-2003 | TX | Capacity Factor |  | 36.1 | % | 2008 | n/a | 2008 | Average - capacity-weighted | 1 | Berkeley Lab Database | Historical | 2008 Wind Technologies Market Report | Lawrence Berkeley National Laboratory (Wiser and Bolinger) | http://eetd.lbl.gov/EA/emp/reports/2008-wind-technologies.pdf | Y | 2009 | 39 | 46 | Table 7 | Y
Wind | Systems > 50 kW; project vintage 2006 | CA | Capacity Factor |  | 36.8 | % | 2008 | n/a | 2008 | Average - capacity-weighted | 2 | Berkeley Lab Database | Historical | 2008 Wind Technologies Market Report | Lawrence Berkeley National Laboratory (Wiser and Bolinger) | http://eetd.lbl.gov/EA/emp/reports/2008-wind-technologies.pdf | Y | 2009 | 39 | 46 | Table 7 | Y
Wind | Systems > 50 kW; project vintage 2004-2005 | TX | Capacity Factor |  | 37.2 | % | 2008 | n/a | 2008 | Average - capacity-weighted | 4 | Berkeley Lab Database | Historical | 2008 Wind Technologies Market Report | Lawrence Berkeley National Laboratory (Wiser and Bolinger) | http://eetd.lbl.gov/EA/emp/reports/2008-wind-technologies.pdf | Y | 2009 | 39 | 46 | Table 7 | Y
Wind | Systems > 50 kW; project vintage 1998-2007 | Mountain (WY, CO, UT, AZ, NM, NV) | Capacity Factor |  | 37.2 | % | 2008 | n/a | 2008 | Average - capacity-weighted | 17 | Berkeley Lab Database | Historical | 2008 Wind Technologies Market Report | Lawrence Berkeley National Laboratory (Wiser and Bolinger) | http://eetd.lbl.gov/EA/emp/reports/2008-wind-technologies.pdf | Y | 2009 | 39 | 46 | Table 7 | Y
Wind | Systems > 50 kW; project vintage 2007 | Mountain (WY, CO, UT, AZ, NM, NV) | Capacity Factor |  | 38.2 | % | 2008 | n/a | 2008 | Average - capacity-weighted | 4 | Berkeley Lab Database | Historical | 2008 Wind Technologies Market Report | Lawrence Berkeley National Laboratory (Wiser and Bolinger) | http://eetd.lbl.gov/EA/emp/reports/2008-wind-technologies.pdf | Y | 2009 | 39 | 46 | Table 7 | Y
Wind | Systems > 50 kW; project vintage 1998-1999 | Mountain (WY, CO, UT, AZ, NM, NV) | Capacity Factor |  | 38.3 | % | 2008 | n/a | 2008 | Average - capacity-weighted | 2 | Berkeley Lab Database | Historical | 2008 Wind Technologies Market Report | Lawrence Berkeley National Laboratory (Wiser and Bolinger) | http://eetd.lbl.gov/EA/emp/reports/2008-wind-technologies.pdf | Y | 2009 | 39 | 46 | Table 7 | Y
Wind | Systems > 50 kW; project vintage 2004-2005 | Heartland (ND, SD, NE, OK, KS, MN, IA, MO, MI) | Capacity Factor |  | 39.1 | % | 2008 | n/a | 2008 | Average - capacity-weighted | 15 | Berkeley Lab Database | Historical | 2008 Wind Technologies Market Report | Lawrence Berkeley National Laboratory (Wiser and Bolinger) | http://eetd.lbl.gov/EA/emp/reports/2008-wind-technologies.pdf | Y | 2009 | 39 | 46 | Table 7 | Y
Wind | Systems > 50 kW; project vintage 2006 | Mountain (WY, CO, UT, AZ, NM, NV) | Capacity Factor |  | 39.7 | % | 2008 | n/a | 2008 | Average - capacity-weighted | 2 | Berkeley Lab Database | Historical | 2008 Wind Technologies Market Report | Lawrence Berkeley National Laboratory (Wiser and Bolinger) | http://eetd.lbl.gov/EA/emp/reports/2008-wind-technologies.pdf | Y | 2009 | 39 | 46 | Table 7 | Y
Wind | Systems > 50 kW; project vintage 2006 | HI | Capacity Factor |  | 39.7 | % | 2008 | n/a | 2008 | Average - capacity-weighted | 2 | Berkeley Lab Database | Historical | 2008 Wind Technologies Market Report | Lawrence Berkeley National Laboratory (Wiser and Bolinger) | http://eetd.lbl.gov/EA/emp/reports/2008-wind-technologies.pdf | Y | 2009 | 39 | 46 | Table 7 | Y
Wind | Systems > 50 kW; project vintage 2002-2003 | Northwest (WA, OR, ID, MT) | Capacity Factor |  | 40.3 | % | 2008 | n/a | 2008 | Average - capacity-weighted | 2 | Berkeley Lab Database | Historical | 2008 Wind Technologies Market Report | Lawrence Berkeley National Laboratory (Wiser and Bolinger) | http://eetd.lbl.gov/EA/emp/reports/2008-wind-technologies.pdf | Y | 2009 | 39 | 46 | Table 7 | Y
Wind | Systems > 50 kW; project vintage 2006 | Heartland (ND, SD, NE, OK, KS, MN, IA, MO, MI) | Capacity Factor |  | 40.4 | % | 2008 | n/a | 2008 | Average - capacity-weighted | 7 | Berkeley Lab Database | Historical | 2008 Wind Technologies Market Report | Lawrence Berkeley National Laboratory (Wiser and Bolinger) | http://eetd.lbl.gov/EA/emp/reports/2008-wind-technologies.pdf | Y | 2009 | 39 | 46 | Table 7 | Y
Wind | Systems > 50 kW; project vintage 2004-2005 | Mountain (WY, CO, UT, AZ, NM, NV) | Capacity Factor |  | 44 | % | 2008 | n/a | 2008 | Average - capacity-weighted | 2 | Berkeley Lab Database | Historical | 2008 Wind Technologies Market Report | Lawrence Berkeley National Laboratory (Wiser and Bolinger) | http://eetd.lbl.gov/EA/emp/reports/2008-wind-technologies.pdf | Y | 2009 | 39 | 46 | Table 7 | Y
Wind | Systems > 50 kW; project vintage 2006-2007 | HI | Capacity Factor |  | 44.1 | % | 2008 | n/a | 2008 | Average - capacity-weighted | 3 | Berkeley Lab Database | Historical | 2008 Wind Technologies Market Report | Lawrence Berkeley National Laboratory (Wiser and Bolinger) | http://eetd.lbl.gov/EA/emp/reports/2008-wind-technologies.pdf | Y | 2009 | 39 | 46 | Table 7 | Y
Wind | Systems > 50 kW; project vintage 2007 | HI | Capacity Factor |  | 52.7 | % | 2008 | n/a | 2008 | Average - capacity-weighted | 1 | Berkeley Lab Database | Historical | 2008 Wind Technologies Market Report | Lawrence Berkeley National Laboratory (Wiser and Bolinger) | http://eetd.lbl.gov/EA/emp/reports/2008-wind-technologies.pdf | Y | 2009 | 39 | 46 | Table 7 | Y
Wind |  | U.S. | Installed Costs - Capital Costs | N | 1900 | $/kW | 2008 | 2008 | 2008 | Range: minimum | Unspecified | Lazard estimates | Historical | Levelized Cost of Energy Analysis - Version 3.0 DRAFT | Lazard |  | Y | 2009 | 9 | 10 |  | Y | Reflects ITC and accelerated asset depreciation, as applicable. Assumes 20-year useful life.
Wind |  | U.S. | Installed Costs - Capital Costs | N | 2500 | $/kW | 2008 | 2008 | 2008 | Range: maximum | Unspecified | Lazard estimates | Historical | Levelized Cost of Energy Analysis - Version 3.0 DRAFT | Lazard |  | Y | 2009 | 9 | 10 |  | Y | Reflects ITC and accelerated asset depreciation, as applicable. Assumes 20-year useful life.
Wind |  | U.S. | Installed Costs - Capital Costs | N | 1900 | $/MWh | 2008 | 2008 | 2008 | Range: minimum | Unspecified | Lazard estimates | Historical | Levelized Cost of Energy Analysis - Version 3.0 DRAFT | Lazard |  | Y | 2009 | 15 | 16 |  | Y | Reflects ITC and accelerated asset depreciation, as applicable. Assumes 20-year useful life.
Wind |  | U.S. | Installed Costs - Capital Costs | N | 2500 | $/MWh | 2008 | 2008 | 2008 | Range: maximum | Unspecified | Lazard estimates | Historical | Levelized Cost of Energy Analysis - Version 3.0 DRAFT | Lazard |  | Y | 2009 | 15 | 16 |  | Y | Reflects ITC and accelerated asset depreciation, as applicable. Assumes 20-year useful life.
Wind | Turbine costs | U.S. | Installed Costs - Capital Costs | Y | 1300 | $/kW | 2006 | 2006 | 2006 | Average - simple | Unspecified | Modeling/Interviews | Historical | 20 Percent Wind Energy Penetration in the United States | Black & Veatch | http://www.20percentwind.org/Black_Veatch_20_Percent_Report.pdf | Y | 2007 | 5-5 | 42 |  | Y | Turbine costs only. Represents 75% of total plant costs.
Wind |  | U.S. | Installed Costs - Capital Costs | Y | 1730 | $/kW | 2006 | 2006 | 2006 | Average - simple | Unspecified | Modeling | Historical | 20 Percent Wind Energy Penetration in the United States | Black & Veatch | http://www.20percentwind.org/Black_Veatch_20_Percent_Report.pdf | Y | 2007 | 5-5 | 42 |  | Y | Includes construction financing, but not cost of transmission access.
Wind | Turbines for systems > 50 kW, excludes Hawaii | U.S. | Installed Costs - Capital Costs | Y | 1125 | $/kW | 2006 | 2007 | 2006 | Average - capacity-weighted | Unspecified | Berkeley Lab Database | Historical | Annual Report on U.S. Wind Power Installation, Cost, and Performance Trends: 2007 | Lawrence Berkeley National Laboratory | http://www1.eere.energy.gov/windandhydro/pdfs/43025.pdf | Y | 2008 | 22 | 22 |  | Y
Wind | Turbines for systems > 50 kW | U.S. | Installed Costs - Capital Costs | Y | 1369.8457 | $/kW | 1997 | 2007 | 1997 | Average - simple | 2 | Berkeley Lab Database | Historical | Annual Report on U.S. Wind Power Installation, Cost, and Performance Trends: 2007 | Lawrence Berkeley National Laboratory (Wiser and Bolinger) | http://www1.eere.energy.gov/windandhydro/pdfs/43025.pdf | Y | 2008 | 21 | 21 | Figure 22 | Y | Numerical values provided by author.
Wind | Turbines for systems > 50 kW | U.S. | Installed Costs - Capital Costs | Y | 1049.3251 | $/kW | 1998 | 2007 | 1998 | Average - simple | 6 | Berkeley Lab Database | Historical | Annual Report on U.S. Wind Power Installation, Cost, and Performance Trends: 2007 | Lawrence Berkeley National Laboratory (Wiser and Bolinger) | http://www1.eere.energy.gov/windandhydro/pdfs/43025.pdf | Y | 2008 | 21 | 21 | Figure 22 | Y | Numerical values provided by author.
Wind | Turbines for systems > 50 kW | U.S. | Installed Costs - Capital Costs | Y | 681.1903 | $/kW | 2000 | 2007 | 2000 | Average - simple | 2 | Berkeley Lab Database | Historical | Annual Report on U.S. Wind Power Installation, Cost, and Performance Trends: 2007 | Lawrence Berkeley National Laboratory (Wiser and Bolinger) | http://www1.eere.energy.gov/windandhydro/pdfs/43025.pdf | Y | 2008 | 21 | 21 | Figure 22 | Y | Numerical values provided by author.
Wind | Turbines for systems > 50 kW | U.S. | Installed Costs - Capital Costs | Y | 752.8708 | $/kW | 2001 | 2007 | 2001 | Average - simple | 2 | Berkeley Lab Database | Historical | Annual Report on U.S. Wind Power Installation, Cost, and Performance Trends: 2007 | Lawrence Berkeley National Laboratory (Wiser and Bolinger) | http://www1.eere.energy.gov/windandhydro/pdfs/43025.pdf | Y | 2008 | 21 | 21 | Figure 22 | Y | Numerical values provided by author.
Wind | Turbines for systems > 50 kW | U.S. | Installed Costs - Capital Costs | Y | 716.5647 | $/kW | 2002 | 2007 | 2002 | Average - simple | 6 | Berkeley Lab Database | Historical | Annual Report on U.S. Wind Power Installation, Cost, and Performance Trends: 2007 | Lawrence Berkeley National Laboratory (Wiser and Bolinger) | http://www1.eere.energy.gov/windandhydro/pdfs/43025.pdf | Y | 2008 | 21 | 21 | Figure 22 | Y | Numerical values provided by author.
Wind | Turbines for systems > 50 kW | U.S. | Installed Costs - Capital Costs | Y | 943.9272 | $/kW | 2003 | 2007 | 2003 | Average - simple | 3 | Berkeley Lab Database | Historical | Annual Report on U.S. Wind Power Installation, Cost, and Performance Trends: 2007 | Lawrence Berkeley National Laboratory (Wiser and Bolinger) | http://www1.eere.energy.gov/windandhydro/pdfs/43025.pdf | Y | 2008 | 21 | 21 | Figure 22 | Y | Numerical values provided by author.
Wind | Turbines for systems > 50 kW | U.S. | Installed Costs - Capital Costs | Y | 956.2884 | $/kW | 2004 | 2007 | 2004 | Average - simple | 2 | Berkeley Lab Database | Historical | Annual Report on U.S. Wind Power Installation, Cost, and Performance Trends: 2007 | Lawrence Berkeley National Laboratory (Wiser and Bolinger) | http://www1.eere.energy.gov/windandhydro/pdfs/43025.pdf | Y | 2008 | 21 | 21 | Figure 22 | Y | Numerical values provided by author.
Wind | Turbines for systems > 50 kW | U.S. | Installed Costs - Capital Costs | Y | 1177.0249 | $/kW | 2005 | 2007 | 2005 | Average - simple | 3 | Berkeley Lab Database | Historical | Annual Report on U.S. Wind Power Installation, Cost, and Performance Trends: 2007 | Lawrence Berkeley National Laboratory (Wiser and Bolinger) | http://www1.eere.energy.gov/windandhydro/pdfs/43025.pdf | Y | 2008 | 21 | 21 | Figure 22 | Y | Numerical values provided by author.
CSP | Utility Central Station - excludes CSPV | CA, AZ, NV, OR, WA | LCOG | N | 192 | $/MWh | 2007 | 2007 | 2007 | Range: maximum | Unspecified | Interviews | Historical | California Energy Commission: Renewable Energy Transmission Initiative Phase 1A Final report | Black & Veatch | http://www.energy.ca.gov/2008publications/RETI-1000-2008-002/RETI-1000-2008-002-F.PDF | Y | 2008 | 5-25 | 124 | Table 5-5 | Corrected 5/22/2009 | Assumes 26-29% capacity factor. Inputs include capital costs, generation interconnection costs, O&M - fixed and variable, heat rate, incentives, net plant output, capacity factor, economic life, and cost for environmental mitigation.
CSP | Utility Central Station - excludes CSPV | CA, AZ, NV, OR, WA | Installed Costs - Capital Costs | N | 3800 | $/kWAC | 2007 | 2007 | 2007 | Range: minimum | Unspecified | Interviews | Historical | California Energy Commission: Renewable Energy Transmission Initiative Phase 1A Final report | Black & Veatch | http://www.energy.ca.gov/2008publications/RETI-1000-2008-002/RETI-1000-2008-002-F.PDF | Y | 2008 | 5-25 | 124 | Table 5-5 | Y | Assumes 26-29% capacity factor. Inputs include capital costs, generation interconnection costs, O&M - fixed and variable, heat rate, incentives, net plant output, capacity factor, economic life, and cost for environmental mitigation.
CSP | Utility Central Station - excludes CSPV | CA, AZ, NV, OR, WA | Installed Costs - Capital Costs | N | 4800 | $/kWAC | 2007 | 2007 | 2007 | Range: maximum | Unspecified | Interviews | Historical | California Energy Commission: Renewable Energy Transmission Initiative Phase 1A Final report | Black & Veatch | http://www.energy.ca.gov/2008publications/RETI-1000-2008-002/RETI-1000-2008-002-F.PDF | Y | 2008 | 5-25 | 124 | Table 5-5 | Y
CSP | Utility Central Station - excludes CSPV | CA, AZ, NV, OR, WA | LCOG | N | 143 | $/MWh | 2007 | 2007 | 2007 | Range: minimum | Unspecified | Interviews | Historical | California Energy Commission: Renewable Energy Transmission Initiative Phase 1A Final report | Black & Veatch | http://www.energy.ca.gov/2008publications/RETI-1000-2008-002/RETI-1000-2008-002-F.PDF | Y | 2008 | 5-25 | 124 | Table 5-5 | Y | Assumes 26-29% capacity factor. Inputs include capital costs, generation interconnection costs, O&M - fixed and variable, heat rate, incentives, net plant output, capacity factor, economic life, and cost for environmental mitigation.
CSP | Utility Central Station - excludes CSPV | CA, AZ, NV, OR, WA | O&M | N | 66 | $/kW-Yr | 2007 | 2007 | 2007 | Average - simple | Unspecified | Interviews | Historical | California Energy Commission: Renewable Energy Transmission Initiative Phase 1A Final report | Black & Veatch | http://www.energy.ca.gov/2008publications/RETI-1000-2008-002/RETI-1000-2008-002-F.PDF | Y | 2008 | 5-25 | 124 | Table 5-5 | Y
Solar PV | Utility Central Station - includes CSPV | CA, AZ, NV, OR, WA | Installed Costs - Capital Costs | N | 6500 | $/kWAC | 2007 | 2007 | 2007 | Range: minimum | Unspecified | Interviews | Historical | California Energy Commission: Renewable Energy Transmission Initiative Phase 1A Final report | Black & Veatch | http://www.energy.ca.gov/2008publications/RETI-1000-2008-002/RETI-1000-2008-002-F.PDF | Y | 2008 | 5-30 | 129 | Table 5-7 | Y | Assumes 25-30% capacity factor. Inputs include capital costs, generation interconnection costs, O&M - fixed and variable, heat rate, incentives, net plant output, capacity factor, economic life, and cost for environmental mitigation.
Solar PV | Utility Central Station - includes CSPV | CA, AZ, NV, OR, WA | Installed Costs - Capital Costs | N | 7500 | $/kWAC | 2007 | 2007 | 2007 | Range: maximum | Unspecified | Interviews | Historical | California Energy Commission: Renewable Energy Transmission Initiative Phase 1A Final report | Black & Veatch | http://www.energy.ca.gov/2008publications/RETI-1000-2008-002/RETI-1000-2008-002-F.PDF | Y | 2008 | 5-30 | 129 | Table 5-7 | Y
Solar PV | Utility Central Station - includes CSPV | CA, AZ, NV, OR, WA | LCOG | N | 201 | $/MWh | 2007 | 2007 | 2007 | Range: minimum | Unspecified | Interviews | Historical | California Energy Commission: Renewable Energy Transmission Initiative Phase 1A Final report | Black & Veatch | http://www.energy.ca.gov/2008publications/RETI-1000-2008-002/RETI-1000-2008-002-F.PDF | Y | 2008 | 5-30 | 129 | Table 5-7 | Y | Assumes 25-30% capacity factor. Inputs include capital costs, generation interconnection costs, O&M - fixed and variable, heat rate, incentives, net plant output, capacity factor, economic life, and cost for environmental mitigation.
Solar PV | Utility Central Station - includes CSPV | CA, AZ, NV, OR, WA | LCOG | N | 276 | $/MWh | 2007 | 2007 | 2007 | Range: maximum | Unspecified | Interviews | Historical | California Energy Commission: Renewable Energy Transmission Initiative Phase 1A Final report | Black & Veatch | http://www.energy.ca.gov/2008publications/RETI-1000-2008-002/RETI-1000-2008-002-F.PDF | Y | 2008 | 5-30 | 129 | Table 5-7 | Y
Solar PV | Utility Central Station - includes CSPV | CA, AZ, NV, OR, WA | O&M | N | 35 | $/kW-Yr | 2007 | 2007 | 2007 | Average - simple | Unspecified | Interviews | Historical | California Energy Commission: Renewable Energy Transmission Initiative Phase 1A Final report | Black & Veatch | http://www.energy.ca.gov/2008publications/RETI-1000-2008-002/RETI-1000-2008-002-F.PDF | Y | 2008 | 5-30 | 129 | Table 5-7 | Y
Geothermal | Utility Central Station | CA, AZ, NV, OR, WA | Capacity Factor |  | 70 | % | 2007 |  | 2007 | Range: minimum | Unspecified | Interviews | Historical | California Energy Commission: Renewable Energy Transmission Initiative Phase 1A Final report | Black & Veatch | http://www.energy.ca.gov/2008publications/RETI-1000-2008-002/RETI-1000-2008-002-F.PDF | Y | 2008 | 5-38 | 137 | Table 5-10 | Y
Geothermal | Utility Central Station | CA, AZ, NV, OR, WA | Capacity Factor |  | 90 | % | 2007 |  | 2007 | Range: maximum | Unspecified | Interviews | Historical | California Energy Commission: Renewable Energy Transmission Initiative Phase 1A Final report | Black & Veatch | http://www.energy.ca.gov/2008publications/RETI-1000-2008-002/RETI-1000-2008-002-F.PDF | Y | 2008 | 5-38 | 137 | Table 5-10 | Y
Geothermal | Utility Central Station | CA, AZ, NV, OR, WA | Installed Costs - Capital Costs | N | 3000 | $/kW | 2007 | 2007 | 2007 | Range: minimum | Unspecified | Interviews | Historical | California Energy Commission: Renewable Energy Transmission Initiative Phase 1A Final report | Black & Veatch | http://www.energy.ca.gov/2008publications/RETI-1000-2008-002/RETI-1000-2008-002-F.PDF | Y | 2008 | 5-38 | 137 | Table 5-10 | Y
Geothermal | Utility Central Station | CA, AZ, NV, OR, WA | Installed Costs - Capital Costs | N | 5000 | $/kW | 2007 | 2007 | 2007 | Range: maximum | Unspecified | Interviews | Historical | California Energy Commission: Renewable Energy Transmission Initiative Phase 1A Final report | Black & Veatch | http://www.energy.ca.gov/2008publications/RETI-1000-2008-002/RETI-1000-2008-002-F.PDF | Y | 2008 | 5-38 | 137 | Table 5-10 | Y
Geothermal | Utility Central Station | CA, AZ, NV, OR, WA | LCOG | N | 54 | $/MWh | 2007 | 2007 | 2007 | Range: minimum | Unspecified | Interviews | Historical | California Energy Commission: Renewable Energy Transmission Initiative Phase 1A Final report | Black & Veatch | http://www.energy.ca.gov/2008publications/RETI-1000-2008-002/RETI-1000-2008-002-F.PDF | Y | 2008 | 5-38 | 137 | Table 5-10 | Y | Inputs include capital costs, generation interconnection costs, O&M - fixed and variable, heat rate, incentives, net plant output,
Geothermal | Utility Central Station | CA, AZ, NV, OR, WA | LCOG | N | 107 | $/MWh | 2007 | 2007 | 2007 | Range: maximum | Unspecified | Interviews | Historical | California Energy Commission: Renewable Energy Transmission Initiative Phase 1A Final report | Black & Veatch | http://www.energy.ca.gov/2008publications/RETI-1000-2008-002/RETI-1000-2008-002-F.PDF | Y | 2008 | 5-38 | 137 | Table 5-10 | Y | Inputs include capital costs, generation interconnection costs, O&M - fixed and variable, heat rate, incentives, net plant output,
Geothermal | Utility Central Station | CA, AZ, NV, OR, WA | O&M | N | 25 | $/kW-Yr | 2007 | 2007 | 2007 | Range: minimum | Unspecified | Interviews | Historical | California Energy Commission: Renewable Energy Transmission Initiative Phase 1A Final report | Black & Veatch | http://www.energy.ca.gov/2008publications/RETI-1000-2008-002/RETI-1000-2008-002-F.PDF | Y | 2008 | 5-38 | 137 | Table 5-10 | Y | Includes all O&M Costs
Geothermal | Utility Central Station | CA, AZ, NV, OR, WA | O&M | N | 30 | $/kW-Yr | 2007 | 2007 | 2007 | Range: maximum | Unspecified | Interviews | Historical | California Energy Commission: Renewable Energy Transmission Initiative Phase 1A Final report | Black & Veatch | http://www.energy.ca.gov/2008publications/RETI-1000-2008-002/RETI-1000-2008-002-F.PDF | Y | 2008 | 5-38 | 137 | Table 5-10 | Y | Includes all O&M Costs
Wind | Turbines for systems > 50 kW | U.S. | Installed Costs - Capital Costs | Y | 1279.9561 | $/kW | 2006 | 2007 | 2006 | Average - simple | 2 | Berkeley Lab Database | Historical | Annual Report on U.S. Wind Power Installation, Cost, and Performance Trends: 2007 | Lawrence Berkeley National Laboratory (Wiser and Bolinger) | http://www1.eere.energy.gov/windandhydro/pdfs/43025.pdf | Y | 2008 | 21 | 21 | Figure 22 | Y | Numerical values provided by author.
Wind | Turbines for systems > 50 kW, excludes Hawaii | U.S. | Installed Costs - Capital Costs | Y | 1240 | $/kW | 2007 | 2007 | 2007 | Average - capacity-weighted | Unspecified | Berkeley Lab Database | Historical | Annual Report on U.S. Wind Power Installation, Cost, and Performance Trends: 2007 | Lawrence Berkeley National Laboratory | http://www1.eere.energy.gov/windandhydro/pdfs/43025.pdf | Y | 2008 | 21 | 21 | Figure 22 | Y | Numerical values provided by author.
Wind | Turbines for systems > 50 kW | U.S. | Installed Costs - Capital Costs | Y | 1333.4697 | $/kW | 2007 | 2007 | 2007 | Average - simple | 16 | Berkeley Lab Database | Historical | Annual Report on U.S. Wind Power Installation, Cost, and Performance Trends: 2007 | Lawrence Berkeley National Laboratory (Wiser and Bolinger) | http://www1.eere.energy.gov/windandhydro/pdfs/43025.pdf | Y | 2008 | 21 | 21 | Figure 22 | Y | Numerical values provided by author.
Wind | Utility Central Station | CA, AZ, NV, OR, WA | Installed Costs - Capital Costs | N | 1900 | $/kW | 2007 | 2007 | 2007 | Range: minimum | Unspecified | Interviews | Historical | California Energy Commission: Renewable Energy Transmission Initiative Phase 1A Final report | Black & Veatch | http://www.energy.ca.gov/2008publications/RETI-1000-2008-002/RETI-1000-2008-002-F.PDF | Y | 2008 | 5-49 | 148 | Table 5-13 | Y
Wind | Utility Central Station | CA, AZ, NV, OR, WA | Installed Costs - Capital Costs | N | 2400 | $/kW | 2007 | 2007 | 2007 | Range: maximum | Unspecified | Interviews | Historical | California Energy Commission: Renewable Energy Transmission Initiative Phase 1A Final report | Black & Veatch | http://www.energy.ca.gov/2008publications/RETI-1000-2008-002/RETI-1000-2008-002-F.PDF | Y | 2008 | 5-49 | 148 | Table 5-13 | Y
Wind |  | U.S. WPC 3 | Installed Costs - Overnight Capital Cost | Y | 1650 | $/kW | 2005 | 2006 | 2005 | Average - simple | Unspecified | Modeling | Historical | 20 Percent Wind Energy Penetration in the United States | Black & Veatch | http://www.20percentwind.org/Black_Veatch_20_Percent_Report.pdf | Y | 2007 | 5-4 | 41 | Table 5-1 | Y
Wind |  | U.S. WPC 4 | Installed Costs - Overnight Capital Cost | Y | 1650 | $/kW | 2005 | 2006 | 2005 | Average - simple | Unspecified | Modeling | Historical | 20 Percent Wind Energy Penetration in the United States | Black & Veatch | http://www.20percentwind.org/Black_Veatch_20_Percent_Report.pdf | Y | 2007 | 5-4 | 41 | Table 5-1 | Y
Solar PV | Commercial | U.S. | LCOE | Y | 186 | $/MWh | 2006 | 2007 | 2006 | Average - simple | Unspecified | DOE | Historical | DOE Solar Energy Technologies Program Multi-Year Program Plan, 2008-2012 | DOE | http://www1.eere.energy.gov/solar/pdfs/solar_program_mypp_2008-2012.pdf | Y | 2008 | 22 | 22 |  | Corrected 5/22/2009 | Assumes thirty-year life of the system
Solar PV | Amorphous-silicon-based film module | U.S. | Manufacturing Costs | Y | 125 | $/W | 2007 | 2007 | 2006 | Range: minimum | Unspecified | DOE | Historical | DOE Solar Energy Technologies Program Multi-Year Program Plan, 2008-2012 | DOE | http://www1.eere.energy.gov/solar/pdfs/solar_program_mypp_2008-2012.pdf | Y | 2008 | 120 | 120 | Table D-2 | Corrected 5/22/2009
Solar PV | Amorphous-silicon-based film module | U.S. | Manufacturing Costs | Y | 200 | $/W | 2007 | 2007 | 2006 | Range: maximum | Unspecified | DOE | Historical | DOE Solar Energy Technologies Program Multi-Year Program Plan, 2008-2012 | DOE | http://www1.eere.energy.gov/solar/pdfs/solar_program_mypp_2008-2012.pdf | Y | 2008 | 120 | 120 | Table D-2 | Corrected 5/22/2009
CSP | Concentrating PV | U.S. | LCOE | Y | 300 | $/MWh | 2007 | 2007 | 2006 | Range: minimum | Unspecified | DOE | Historical | DOE Solar Energy Technologies Program Multi-Year Program Plan, 2008-2012 | DOE | http://www1.eere.energy.gov/solar/pdfs/solar_program_mypp_2008-2012.pdf | Y | 2008 | 121 | 121 | Table D-4 | Corrected 5/22/2009
Solar PV | Residential | U.S. | Installed Costs - Total | Y | 7.97 | $/W | 2006 | 2007 | 2006 | Average - simple | Unspecified | DOE | Historical | DOE Solar Energy Technologies Program Multi-Year Program Plan, 2008-2012 | DOE | http://www1.eere.energy.gov/solar/pdfs/solar_program_mypp_2008-2012.pdf | Y | 2008 | 22 | 22 |  | Y
Solar PV | Commercial | U.S. | Installed Costs - Total | Y | 7.23 | $/W | 2006 | 2007 | 2006 | Average - simple | Unspecified | DOE | Historical | DOE Solar Energy Technologies Program Multi-Year Program Plan, 2008-2012 | DOE | http://www1.eere.energy.gov/solar/pdfs/solar_program_mypp_2008-2012.pdf | Y | 2008 | 22 | 22 |  | Y
Solar PV | Residential | U.S. | LCOE | Y | 300 | $/MWh | 2006 | 2007 | 2006 | Average - simple | Unspecified | DOE | Historical | DOE Solar Energy Technologies Program Multi-Year Program Plan, 2008-2012 | DOE | http://www1.eere.energy.gov/solar/pdfs/solar_program_mypp_2008-2012.pdf | Y | 2008 | 22 | 22 |  | Y | Assumes thirty-year life of the system
CSP | 100 MW Parabolic trough with 6 hours thermal storage | U.S. | Installed Costs - Capital Costs | Y | 4900 | $/kW | 2007 | 2007 | 2006 | Average - simple | Unspecified | DOE | Historical | DOE Solar Energy Technologies Program Multi-Year Program Plan, 2008-2012 | DOE | http://www1.eere.energy.gov/solar/pdfs/solar_program_mypp_2008-2012.pdf | Y | 2008 | 43 | 43 | Table 2.2-1 | Y
CSP | 100 MW Parabolic trough with 6 hours thermal storage | U.S. | O&M - Fixed | Y | 67 | $/kW-Yr | 2007 | 2007 | 2006 | Average - simple | Unspecified | DOE | Historical | DOE Solar Energy Technologies Program Multi-Year Program Plan, 2008-2012 | DOE | http://www1.eere.energy.gov/solar/pdfs/solar_program_mypp_2008-2012.pdf | Y | 2008 | 43 | 43 | Table 2.2-1 | Y
CSP | 1 MW Dish/Stirling | U.S. | Installed Costs - Capital Costs | Y | 8600 | $/kW | 2006 | 2007 | 2006 | Average - simple | Unspecified | DOE | Historical | DOE Solar Energy Technologies Program Multi-Year Program Plan, 2008-2012 | DOE | http://www1.eere.energy.gov/solar/pdfs/solar_program_mypp_2008-2012.pdf | Y | 2008 | 44 | 44 | Table 2.2-2 | Y
CSP | 1 MW Dish/Stirling | U.S. | O&M - Variable | Y | 100 | $/MWh | 2006 | 2007 | 2006 | Average - simple | Unspecified | DOE | Historical | DOE Solar Energy Technologies Program Multi-Year Program Plan, 2008-2012 | DOE | http://www1.eere.energy.gov/solar/pdfs/solar_program_mypp_2008-2012.pdf | Y | 2008 | 44 | 44 | Table 2.2-2 | Y
CSP | 1 MW Dish/Stirling | U.S. | LCOE | Y | 490 | $/MWh | 2006 | 2007 | 2006 | Average - simple | Unspecified | DOE | Historical | DOE Solar Energy Technologies Program Multi-Year Program Plan, 2008-2012 | DOE | http://www1.eere.energy.gov/solar/pdfs/solar_program_mypp_2008-2012.pdf | Y | 2008 | 117 | 117 |  | Y
Solar PV | Silicon wafer module | U.S. | Manufacturing Costs | Y | 2 | $/W | 2007 | 2007 | 2006 | Average - simple | Unspecified | DOE | Historical | DOE Solar Energy Technologies Program Multi-Year Program Plan, 2008-2012 | DOE | http://www1.eere.energy.gov/solar/pdfs/solar_program_mypp_2008-2012.pdf | Y | 2008 | 119 | 119 | Table D-1 | Y | Assuming $2/kg Si
CSP | Concentrating PV | U.S. | Installed Costs - Total | Y | 7 | $/W | 2007 | 2007 | 2006 | Range: minimum | Unspecified | DOE | Historical | DOE Solar Energy Technologies Program Multi-Year Program Plan, 2008-2012 | DOE | http://www1.eere.energy.gov/solar/pdfs/solar_program_mypp_2008-2012.pdf | Y | 2008 | 121 | 121 | Table D-4 | Y
CSP | Concentrating PV | U.S. | Installed Costs - Total | Y | 10 | $/W | 2007 | 2007 | 2006 | Range: maximum | Unspecified | DOE | Historical | DOE Solar Energy Technologies Program Multi-Year Program Plan, 2008-2012 | DOE | http://www1.eere.energy.gov/solar/pdfs/solar_program_mypp_2008-2012.pdf | Y | 2008 | 121 | 121 | Table D-4 | Y
Solar PV | Cadmium Telluride | U.S. | Installed Costs - Total | Y | 4 | $/W | 2007 | 2007 | 2006 | Range: minimum | Unspecified | DOE | Historical | DOE Solar Energy Technologies Program Multi-Year Program Plan, 2008-2012 | DOE | http://www1.eere.energy.gov/solar/pdfs/solar_program_mypp_2008-2012.pdf | Y | 2008 | 122 | 122 | Table D-5 | Y
Solar PV | Cadmium Telluride | U.S. | Installed Costs - Total | Y | 5 | $/W | 2007 | 2007 | 2006 | Range: maximum | Unspecified | DOE | Historical | DOE Solar Energy Technologies Program Multi-Year Program Plan, 2008-2012 | DOE | http://www1.eere.energy.gov/solar/pdfs/solar_program_mypp_2008-2012.pdf | Y | 2008 | 122 | 122 | Table D-5 | Y
Solar PV | Cadmium Telluride | U.S. | LCOE | Y | 180 | $/MWh | 2007 | 2007 | 2006 | Range: minimum | Unspecified | DOE | Historical | DOE Solar Energy Technologies Program Multi-Year Program Plan, 2008-2012 | DOE | http://www1.eere.energy.gov/solar/pdfs/solar_program_mypp_2008-2012.pdf | Y | 2008 | 122 | 122 | Table D-5 | Y
Solar PV | Cadmium Telluride | U.S. | LCOE | Y | 220 | $/MWh | 2007 | 2007 | 2006 | Range: maximum | Unspecified | DOE | Historical | DOE Solar Energy Technologies Program Multi-Year Program Plan, 2008-2012 | DOE | http://www1.eere.energy.gov/solar/pdfs/solar_program_mypp_2008-2012.pdf | Y | 2008 | 122 | 122 | Table D-5 | Y
Solar PV | Cadmium Telluride | U.S. | Manufacturing Costs | Y | 1.21 | $/W | 2007 | 2007 | 2006 | Average - simple | Unspecified | DOE | Historical | DOE Solar Energy Technologies Program Multi-Year Program Plan, 2008-2012 | DOE | http://www1.eere.energy.gov/solar/pdfs/solar_program_mypp_2008-2012.pdf | Y | 2008 | 122 | 122 | Table D-5 | Y
Solar PV | CIGS | U.S. | Installed Costs - Total | Y | 5 | $/W | 2007 | 2007 | 2006 | Range: minimum | Unspecified | DOE | Historical | DOE Solar Energy Technologies Program Multi-Year Program Plan, 2008-2012 | DOE | http://www1.eere.energy.gov/solar/pdfs/solar_program_mypp_2008-2012.pdf | Y | 2008 | 123 | 123 | Table D-6 | Y
Solar PV | CIGS | U.S. | Installed Costs - Total | Y | 12 | $/W | 2007 | 2007 | 2006 | Range: maximum | Unspecified | DOE | Historical | DOE Solar Energy Technologies Program Multi-Year Program Plan, 2008-2012 | DOE | http://www1.eere.energy.gov/solar/pdfs/solar_program_mypp_2008-2012.pdf | Y | 2008 | 123 | 123 | Table D-6 | Y
Geothermal | Hydrothermal | U.S. | Installed Costs - Overnight | Y | 1663 | $/kW | 2005 | 2004 | Unspecified | Average - simple | 6 | Modeling | Historical | The Future of Geothermal Energy: Impact of Enhanced Geothermal Systems (EGS) on the United states in the 21st Century (2006) | An assessment lead by an MIT Interdiciplinary Panel | http://geothermal.inel.gov/publications/future_of_geothermal_energy.pdf | Y | 2007 | 9-17 | 304 | Table 9.3 | Y
Geothermal | Hydrothermal | U.S. | Installed Costs w/variable O&M - Overnight | Y | 1746 | $/kW | 2005 | 2004 | Unspecified | Average - simple | 6 | Modeling | Historical | The Future of Geothermal Energy: Impact of Enhanced Geothermal Systems (EGS) on the United states in the 21st Century (2006) | An assessment lead by an MIT Interdiciplinary Panel | http://geothermal.inel.gov/publications/future_of_geothermal_energy.pdf | Y | 2007 | 9-17 | 304 | Table 9.3 | Y
Geothermal | Hydrothermal | U.S. | Fixed Cost | Y | 70.07 | $/MWh | 2005 | 2004 | Unspecified | Average - simple | 6 | Modeling | Historical | The Future of Geothermal Energy: Impact of Enhanced Geothermal Systems (EGS) on the United states in the 21st Century (2006) | An assessment lead by an MIT Interdiciplinary Panel | http://geothermal.inel.gov/publications/future_of_geothermal_energy.pdf | Y | 2007 | 9-17 | 304 | Table 9.3 | Y | Report presents fixed costs in $/MWh
Solar PV | Systems ≤ 10 kW | AZ | Sales Tax | Y | 0 | $/WDC-STC | 2008 | 2008 | 2008 | Average - simple | 431 | APS Solar and Renewable Incentive Program & SRP EarthWise Solar Energy Program | Historical | Tracking the Sun II: The Installed Costs of Photovoltaics in the U.S. from 1998-2008 | Lawrence Berkeley National Laboratory | http://eetd.lbl.gov/EA/emp/reports/lbnl-2674e.pdf | Y | 2009 | 19 | 21 | Figure 14 | Y
Solar PV | Systems ≤ 10 kW | CT | Sales Tax | Y | 0 | $/WDC-STC | 2008 | 2008 | 2008 | Average - simple | 249 | CCEF Onsite Renewable DG Program; CCEF Solar PV Program | Historical | Tracking the Sun II: The Installed Costs of Photovoltaics in the U.S. from 1998-2008 | Lawrence Berkeley National Laboratory | http://eetd.lbl.gov/EA/emp/reports/lbnl-2674e.pdf | Y | 2009 | 19 | 21 | Figure 14 | Y
Solar PV | Systems ≤ 10 kW | NJ | Sales Tax | Y | 0 | $/WDC-STC | 2008 | 2008 | 2008 | Average - simple | 690 | NJCEP Customer Onsite Renewable Energy Program; NJCEP Solar Renewable Energy Credit Program | Historical | Tracking the Sun II: The Installed Costs of Photovoltaics in the U.S. from 1998-2008 | Lawrence Berkeley National Laboratory | http://eetd.lbl.gov/EA/emp/reports/lbnl-2674e.pdf | Y | 2009 | 19 | 21 | Figure 14 | Y
Solar PV | Systems ≤ 10 kW | OR | Sales Tax | Y | 0 | $/WDC-STC | 2008 | 2008 | 2008 | Average - simple | 201 | ETO Solar Electric Program | Historical | Tracking the Sun II: The Installed Costs of Photovoltaics in the U.S. from 1998-2008 | Lawrence Berkeley National Laboratory | http://eetd.lbl.gov/EA/emp/reports/lbnl-2674e.pdf | Y | 2009 | 19 | 21 | Figure 14 | Y
Solar PV | Systems ≤ 10 kW | VT | Sales Tax | Y | 0 | $/WDC-STC | 2008 | 2008 | 2008 | Average - simple | 89 | RERC Small Scale Renewable Energy Incentive Program | Historical | Tracking the Sun II: The Installed Costs of Photovoltaics in the U.S. from 1998-2008 | Lawrence Berkeley National Laboratory | http://eetd.lbl.gov/EA/emp/reports/lbnl-2674e.pdf | Y | 2009 | 19 | 21 | Figure 14 | Y
Solar PV | Systems ≤ 10 kW | MN | Sales Tax | Y | 0 | $/WDC-STC | 2008 | 2008 | 2008 | Average - simple | 37 | MSEO Solar Electric Rebate Program | Historical | Tracking the Sun II: The Installed Costs of Photovoltaics in the U.S. from 1998-2008 | Lawrence Berkeley National Laboratory | http://eetd.lbl.gov/EA/emp/reports/lbnl-2674e.pdf | Y | 2009 | 19 | 21 | Figure 14 | Y
Solar PV | Systems ≤ 10 kW | NY | Sales Tax | Y | 0.014658 | $/WDC-STC | 2008 | 2008 | 2008 | Average - simple | 356 | NYSERDA | Historical | Tracking the Sun II: The Installed Costs of Photovoltaics in the U.S. from 1998-2008 | Lawrence Berkeley National Laboratory | http://eetd.lbl.gov/EA/emp/reports/lbnl-2674e.pdf | Y | 2009 | 19 | 21 | Figure 14 | Y
Solar PV | Systems ≤ 10 kW | MA | Sales Tax | Y | 0.027516 | $/WDC-STC | 2008 | 2008 | 2008 | Average - simple | 296 | MTC Small Renewables Initiative | Historical | Tracking the Sun II: The Installed Costs of Photovoltaics in the U.S. from 1998-2008 | Lawrence Berkeley National Laboratory | http://eetd.lbl.gov/EA/emp/reports/lbnl-2674e.pdf | Y | 2009 | 19 | 21 | Figure 14 | Y
Solar PV |  | AZ | Incentive - after-tax |  | 0.2 | $/WDC-STC | 2008 | 2008 | 2008 | Average - simple | 458 | APS Solar and Renewable Incentive Program & SRP EarthWise Solar Energy Program | Historical | Tracking the Sun II: The Installed Costs of Photovoltaics in the U.S. from 1998-2008 | Lawrence Berkeley National Laboratory | http://eetd.lbl.gov/EA/emp/reports/lbnl-2674e.pdf | Y | 2009 | 31 | 33 | Figure 23 | Y | Numerical values provided by author.
Solar PV |  | MA | Incentive - after-tax |  | 0.2 | $/WDC-STC | 2008 | 2008 | 2008 | Average - simple | 276 | MTC Small Renewables Initiative | Historical | Tracking the Sun II: The Installed Costs of Photovoltaics in the U.S. from 1998-2008 | Lawrence Berkeley National Laboratory | http://eetd.lbl.gov/EA/emp/reports/lbnl-2674e.pdf | Y | 2009 | 31 | 33 | Figure 23 | Y | Numerical values provided by author.
Solar PV | Residential: Systems < 10 kW | U.S. | ITC (State and/or Federal) |  | 0.25672 | $/WDC-STC | 2005 | 2008 | 2005 | Average - simple | 4479 | Real data from up to 27 state or utility incentive programs in up to 16 states | Historical | Tracking the Sun II: The Installed Costs of Photovoltaics in the U.S. from 1998-2008 | Lawrence Berkeley National Laboratory | http://eetd.lbl.gov/EA/emp/reports/lbnl-2674e.pdf | Y | 2009 | 29 | 31 | Figure 21 | Y | Numerical values provided by author.
Solar PV | Residential: Systems < 10 kW | U.S. | ITC (State and/or Federal) |  | 0.26075 | $/WDC-STC | 2004 | 2008 | 2004 | Average - simple | 4905 | Real data from up to 27 state or utility incentive programs in up to 16 states | Historical | Tracking the Sun II: The Installed Costs of Photovoltaics in the U.S. from 1998-2008 | Lawrence Berkeley National Laboratory | http://eetd.lbl.gov/EA/emp/reports/lbnl-2674e.pdf | Y | 2009 | 29 | 31 | Figure 21 | Y | Numerical values provided by author.
Solar PV | Systems ≤ 10 kW | OH | Sales Tax | Y | 0.28782 | $/WDC-STC | 2008 | 2008 | 2008 | Average - simple | 18 | ODOD Advanced Energy Fund Grants | Historical | Tracking the Sun II: The Installed Costs of Photovoltaics in the U.S. from 1998-2008 | Lawrence Berkeley National Laboratory | http://eetd.lbl.gov/EA/emp/reports/lbnl-2674e.pdf | Y | 2009 | 19 | 21 | Figure 14 | Y
Solar PV | Systems ≤ 10 kW | MD | Sales Tax | Y | 0.29466 | $/WDC-STC | 2008 | 2008 | 2008 | Average - simple | 131 | MEA Solar Energy Grant Program | Historical | Tracking the Sun II: The Installed Costs of Photovoltaics in the U.S. from 1998-2008 | Lawrence Berkeley National Laboratory | http://eetd.lbl.gov/EA/emp/reports/lbnl-2674e.pdf | Y | 2009 | 19 | 21 | Figure 14 | Y
Solar PV | Systems ≤ 10 kW | WI | Sales Tax | Y | 0.29665 | $/WDC-STC | 2008 | 2008 | 2008 | Average - simple | 125 | Focus on Energy Renewable Energy Cash-Back Rewards Program | Historical | Tracking the Sun II: The Installed Costs of Photovoltaics in the U.S. from 1998-2008 | Lawrence Berkeley National Laboratory | http://eetd.lbl.gov/EA/emp/reports/lbnl-2674e.pdf | Y | 2009 | 19 | 21 | Figure 14 | Y
Solar PV |  | NJ | Federal ITC |  | 0.32651 | $/WDC-STC | 2008 | 2008 | 2008 | Average - simple | 683 | NJCEP Customer Onsite Renewable Energy Program; NJCEP Solar Renewable Energy Credit Program | Historical | Tracking the Sun II: The Installed Costs of Photovoltaics in the U.S. from 1998-2008 | Lawrence Berkeley National Laboratory | http://eetd.lbl.gov/EA/emp/reports/lbnl-2674e.pdf | Y | 2009 | 31 | 33 | Figure 23 | Y | Numerical values provided by author.
Solar PV | Systems ≤ 10 kW | CA | Sales Tax | Y | 0.36955 | $/WDC-STC | 2008 | 2008 | 2008 | Average - simple | 8657 | Anaheim Solar Advantage Program; CEC Emerging Renewables Program; CEC New Home Solar Partnership; CPUC California Solar Initiative; CPUC Self-Generation Incentive Program; LADWP Solar Incentive Program; Lompoc PV Rebate Program; SMUD Residential Retrofit and Commercial PV Buydown Programs | Historical | Tracking the Sun II: The Installed Costs of Photovoltaics in the U.S. from 1998-2008 | Lawrence Berkeley National Laboratory | http://eetd.lbl.gov/EA/emp/reports/lbnl-2674e.pdf | Y | 2009 | 19 | 21 | Figure 14 | Y
Solar PV | Systems ≤ 10 kW | PA | Sales Tax | Y | 0.37011 | $/WDC-STC | 2008 | 2008 | 2008 | Average - simple | 16 | SDF Solar PV Grant Program | Historical | Tracking the Sun II: The Installed Costs of Photovoltaics in the U.S. from 1998-2008 | Lawrence Berkeley National Laboratory | http://eetd.lbl.gov/EA/emp/reports/lbnl-2674e.pdf | Y | 2009 | 19 | 21 | Figure 14 | Y
Solar PV | Systems ≤ 10 kW | NV | Sales Tax | Y | 0.37219 | $/WDC-STC | 2008 | 2008 | 2008 | Average - simple | 141 | NPC/SPPC RenewableGenerations Rebate Program | Historical | Tracking the Sun II: The Installed Costs of Photovoltaics in the U.S. from 1998-2008 | Lawrence Berkeley National Laboratory | http://eetd.lbl.gov/EA/emp/reports/lbnl-2674e.pdf | Y | 2009 | 19 | 21 | Figure 14 | Y
Solar PV |  | CT | Federal ITC |  | 0.39723 | $/WDC-STC | 2008 | 2008 | 2008 | Average - simple | 267 | CCEF Onsite Renewable DG Program; CCEF Solar PV Program | Historical | Tracking the Sun II: The Installed Costs of Photovoltaics in the U.S. from 1998-2008 | Lawrence Berkeley National Laboratory | http://eetd.lbl.gov/EA/emp/reports/lbnl-2674e.pdf | Y | 2009 | 31 | 33 | Figure 23 | Y | Numerical values provided by author.
Solar PV |  | AZ | State ITC |  | 0.4 | $/WDC-STC | 2008 | 2008 | 2008 | Average - simple | 19 | APS Solar and Renewable Incentive Program & SRP EarthWise Solar Energy Program | Historical | Tracking the Sun II: The Installed Costs of Photovoltaics in the U.S. from 1998-2008 | Lawrence Berkeley National Laboratory | http://eetd.lbl.gov/EA/emp/reports/lbnl-2674e.pdf | Y | 2009 | 31 | 33 | Figure 24 | Y | Numerical values provided by author.
Solar PV |  | VT | Incentive - after-tax |  | 0.40894 | $/WDC-STC | 2008 | 2008 | 2008 | Average - simple | 5 | RERC Small Scale Renewable Energy Incentive Program | Historical | Tracking the Sun II: The Installed Costs of Photovoltaics in the U.S. from 1998-2008 | Lawrence Berkeley National Laboratory | http://eetd.lbl.gov/EA/emp/reports/lbnl-2674e.pdf | Y | 2009 | 31 | 33 | Figure 24 | Y | Numerical values provided by author.
Solar PV |  | AZ | Federal ITC |  | 0.44234 | $/WDC-STC | 2008 | 2008 | 2008 | Average - simple | 458 | APS Solar and Renewable Incentive Program & SRP EarthWise Solar Energy Program | Historical | Tracking the Sun II: The Installed Costs of Photovoltaics in the U.S. from 1998-2008 | Lawrence Berkeley National Laboratory | http://eetd.lbl.gov/EA/emp/reports/lbnl-2674e.pdf | Y | 2009 | 31 | 33 | Figure 23 | Y | Numerical values provided by author.
Solar PV |  | NY | Federal ITC |  | 0.4627 | $/WDC-STC | 2008 | 2008 | 2008 | Average - simple | 346 | NYSERDA | Historical | Tracking the Sun II: The Installed Costs of Photovoltaics in the U.S. from 1998-2008 | Lawrence Berkeley National Laboratory | http://eetd.lbl.gov/EA/emp/reports/lbnl-2674e.pdf | Y | 2009 | 31 | 33 | Figure 23 | Y | Numerical values provided by author.
Solar PV |  | PA | Federal ITC |  | 0.479 | $/WDC-STC | 2008 | 2008 | 2008 | Average - simple | 11 | SDF Solar PV Grant Program | Historical | Tracking the Sun II: The Installed Costs of Photovoltaics in the U.S. from 1998-2008 | Lawrence Berkeley National Laboratory | http://eetd.lbl.gov/EA/emp/reports/lbnl-2674e.pdf | Y | 2009 | 31 | 33 | Figure 23 | Y | Numerical values provided by author.
Solar PV | Systems > 100 kW | U.S. | Installed Costs - Inverter Costs | Y | 0.5 | $/WDC-STC | 2008 | 2008 | 2008 | Average - simple | 791 | Real data from up to 27 state or utility incentive programs in up to 16 states | Historical | Tracking the Sun II: The Installed Costs of Photovoltaics in the U.S. from 1998-2008 | Lawrence Berkeley National Laboratory | http://eetd.lbl.gov/EA/emp/reports/lbnl-2674e.pdf | Y | 2009 | 17 | 19 | Figure 12 | Y
Solar PV |  | CA | Federal ITC |  | 0.53422 | $/WDC-STC | 2008 | 2008 | 2008 | Average - simple | 8835 | Anaheim Solar Advantage Program; CEC Emerging Renewables Program; CEC New Home Solar Partnership; CPUC California Solar Initiative; CPUC Self-Generation Incentive Program; LADWP Solar Incentive Program; Lompoc PV Rebate Program; SMUD Residential Retrofit and Commercial PV Buydown Programs | Historical | Tracking the Sun II: The Installed Costs of Photovoltaics in the U.S. from 1998-2008 | Lawrence Berkeley National Laboratory | http://eetd.lbl.gov/EA/emp/reports/lbnl-2674e.pdf | Y | 2009 | 31 | 33 | Figure 23 | Y | Numerical values provided by author.
Solar PV | Residential: Systems < 10 kW | U.S. | ITC (State and/or Federal) |  | 0.55232 | $/WDC-STC | 2003 | 2008 | 2003 | Average - simple | 3137 | Real data from up to 27 state or utility incentive programs in up to 16 states | Historical | Tracking the Sun II: The Installed Costs of Photovoltaics in the U.S. from 1998-2008 | Lawrence Berkeley National Laboratory | http://eetd.lbl.gov/EA/emp/reports/lbnl-2674e.pdf | Y | 2009 | 29 | 31 | Figure 21 | Y | Numerical values provided by author.
Solar PV |  | NV | Federal ITC |  | 0.55754 | $/WDC-STC | 2008 | 2008 | 2008 | Average - simple | 139 | NPC/SPPC RenewableGenerations Rebate Program | Historical | Tracking the Sun II: The Installed Costs of Photovoltaics in the U.S. from 1998-2008 | Lawrence Berkeley National Laboratory | http://eetd.lbl.gov/EA/emp/reports/lbnl-2674e.pdf | Y | 2009 | 31 | 33 | Figure 23 | Y | Numerical values provided by author.
Solar PV |  | MD | Incentive - after-tax |  | 0.56428 | $/WDC-STC | 2008 | 2008 | 2008 | Average - simple | 6 | MEA Solar Energy Grant Program | Historical | Tracking the Sun II: The Installed Costs of Photovoltaics in the U.S. from 1998-2008 | Lawrence Berkeley National Laboratory | http://eetd.lbl.gov/EA/emp/reports/lbnl-2674e.pdf | Y | 2009 | 31 | 33 | Figure 24 | Y | Numerical values provided by author.
Solar PV |  | MA | Federal ITC |  | 0.57036 | $/WDC-STC | 2008 | 2008 | 2008 | Average - simple | 276 | MTC Small Renewables Initiative | Historical | Tracking the Sun II: The Installed Costs of Photovoltaics in the U.S. from 1998-2008 | Lawrence Berkeley National Laboratory | http://eetd.lbl.gov/EA/emp/reports/lbnl-2674e.pdf | Y | 2009 | 31 | 33 | Figure 23 | Y | Numerical values provided by author.
Solar PV | Residential: Systems < 10 kW | U.S. | ITC (State and/or Federal) |  | 0.57505 | $/WDC-STC | 2008 | 2008 | 2008 | Average - simple | 11518 | Real data from up to 27 state or utility incentive programs in up to 16 states | Historical | Tracking the Sun II: The Installed Costs of Photovoltaics in the U.S. from 1998-2008 | Lawrence Berkeley National Laboratory | http://eetd.lbl.gov/EA/emp/reports/lbnl-2674e.pdf | Y | 2009 | 29 | 31 | Figure 21 | Y | Numerical values provided by author.
Solar PV |  | OH | Federal ITC |  | 0.59955 | $/WDC-STC | 2008 | 2008 | 2008 | Average - simple | 13 | ODOD Advanced Energy Fund Grants | Historical | Tracking the Sun II: The Installed Costs of Photovoltaics in the U.S. from 1998-2008 | Lawrence Berkeley National Laboratory | http://eetd.lbl.gov/EA/emp/reports/lbnl-2674e.pdf | Y | 2009 | 31 | 33 | Figure 23 | Y | Numerical values provided by author.
Solar PV | 10 kW < Systems ≤ 100 kW | U.S. | Installed Costs - Inverter Costs | Y | 0.6 | $/WDC-STC | 2008 | 2008 | 2008 | Average - simple | 791 | Real data from up to 27 state or utility incentive programs in up to 16 states | Historical | Tracking the Sun II: The Installed Costs of Photovoltaics in the U.S. from 1998-2008 | Lawrence Berkeley National Laboratory | http://eetd.lbl.gov/EA/emp/reports/lbnl-2674e.pdf | Y | 2009 | 17 | 19 | Figure 12 | Y
Solar PV | Residential: Systems < 10 kW | U.S. | ITC (State and/or Federal) |  | 0.61446 | $/WDC-STC | 2007 | 2008 | 2007 | Average - simple | 1087 | Real data from up to 27 state or utility incentive programs in up to 16 states | Historical | Tracking the Sun II: The Installed Costs of Photovoltaics in the U.S. from 1998-2008 | Lawrence Berkeley National Laboratory | http://eetd.lbl.gov/EA/emp/reports/lbnl-2674e.pdf | Y | 2009 | 29 | 31 | Figure 21 | Y | Numerical values provided by author.
Solar PV | Residential: Systems < 10 kW | U.S. | ITC (State and/or Federal) |  | 0.62533 | $/WDC-STC | 2002 | 2008 | 2002 | Average - simple | 2303 | Real data from up to 27 state or utility incentive programs in up to 16 states | Historical | Tracking the Sun II: The Installed Costs of Photovoltaics in the U.S. from 1998-2008 | Lawrence Berkeley National Laboratory | http://eetd.lbl.gov/EA/emp/reports/lbnl-2674e.pdf | Y | 2009 | 29 | 31 | Figure 21 | Y | Numerical values provided by author.
Solar PV | Residential: Systems < 10 kW | U.S. | ITC (State and/or Federal) |  | 0.64329 | $/WDC-STC | 2001 | 2008 | 2001 | Average - simple | 1266 | Real data from up to 27 state or utility incentive programs in up to 16 states | Historical | Tracking the Sun II: The Installed Costs of Photovoltaics in the U.S. from 1998-2008 | Lawrence Berkeley National Laboratory | http://eetd.lbl.gov/EA/emp/reports/lbnl-2674e.pdf | Y | 2009 | 29 | 31 | Figure 21 | Y | Numerical values provided by author.
Solar PV | Residential: Systems < 10 kW | U.S. | ITC (State and/or Federal) |  | 0.65109 | $/WDC-STC | 2006 | 2008 | 2006 | Average - simple | 7613 | Real data from up to 27 state or utility incentive programs in up to 16 states | Historical | Tracking the Sun II: The Installed Costs of Photovoltaics in the U.S. from 1998-2008 | Lawrence Berkeley National Laboratory | http://eetd.lbl.gov/EA/emp/reports/lbnl-2674e.pdf | Y | 2009 | 29 | 31 | Figure 21 | Y | Numerical values provided by author.
Solar PV |  | WI | Federal ITC |  | 0.69336 | $/WDC-STC | 2008 | 2008 | 2008 | Average - simple | 84 | Focus on Energy Renewable Energy Cash-Back Rewards Program | Historical | Tracking the Sun II: The Installed Costs of Photovoltaics in the U.S. from 1998-2008 | Lawrence Berkeley National Laboratory | http://eetd.lbl.gov/EA/emp/reports/lbnl-2674e.pdf | Y | 2009 | 31 | 33 | Figure 23 | Y | Numerical values provided by author.
Solar PV | Systems ≤ 10 kW | U.S. | Installed Costs - Inverter Costs | Y | 0.7 | $/WDC-STC | 2008 | 2008 | 2008 | Average - simple | 791 | Real data from up to 27 state or utility incentive programs in up to 16 states | Historical | Tracking the Sun II: The Installed Costs of Photovoltaics in the U.S. from 1998-2008 | Lawrence Berkeley National Laboratory | http://eetd.lbl.gov/EA/emp/reports/lbnl-2674e.pdf | Y | 2009 | 17 | 19 | Figure 12 | Y
Solar PV |  | NY | Incentive - after-tax |  | 0.7 | $/WDC-STC | 2008 | 2008 | 2008 | Average - simple | 346 | NYSERDA | Historical | Tracking the Sun II: The Installed Costs of Photovoltaics in the U.S. from 1998-2008 | Lawrence Berkeley National Laboratory | http://eetd.lbl.gov/EA/emp/reports/lbnl-2674e.pdf | Y | 2009 | 31 | 33 | Figure 23 | Y | Numerical values provided by author.
Solar PV |  | MD | Federal ITC |  | 0.74927 | $/WDC-STC | 2008 | 2008 | 2008 | Average - simple | 121 | MEA Solar Energy Grant Program | Historical | Tracking the Sun II: The Installed Costs of Photovoltaics in the U.S. from 1998-2008 | Lawrence Berkeley National Laboratory | http://eetd.lbl.gov/EA/emp/reports/lbnl-2674e.pdf | Y | 2009 | 31 | 33 | Figure 23 | Y | Numerical values provided by author.
Solar PV |  | OR | Federal ITC |  | 0.78937 | $/WDC-STC | 2008 | 2008 | 2008 | Average - simple | 148 | ETO Solar Electric Program | Historical | Tracking the Sun II: The Installed Costs of Photovoltaics in the U.S. from 1998-2008 | Lawrence Berkeley National Laboratory | http://eetd.lbl.gov/EA/emp/reports/lbnl-2674e.pdf | Y | 2009 | 31 | 33 | Figure 23 | Y | Numerical values provided by author.
Solar PV |  | VT | Federal ITC |  | 0.81738 | $/WDC-STC | 2008 | 2008 | 2008 | Average - simple | 89 | RERC Small Scale Renewable Energy Incentive Program | Historical | Tracking the Sun II: The Installed Costs of Photovoltaics in the U.S. from 1998-2008 | Lawrence Berkeley National Laboratory | http://eetd.lbl.gov/EA/emp/reports/lbnl-2674e.pdf | Y | 2009 | 31 | 33 | Figure 23 | Y | Numerical values provided by author.
Solar PV |  | OR | Incentive - after-tax |  | 0.82289 | $/WDC-STC | 2008 | 2008 | 2008 | Average - simple | 92 | ETO Solar Electric Program | Historical | Tracking the Sun II: The Installed Costs of Photovoltaics in the U.S. from 1998-2008 | Lawrence Berkeley National Laboratory | http://eetd.lbl.gov/EA/emp/reports/lbnl-2674e.pdf | Y | 2009 | 31 | 33 | Figure 24 | Y | Numerical values provided by author.
Solar PV |  | MN | Federal ITC |  | 0.82731 | $/WDC-STC | 2008 | 2008 | 2008 | Average - simple | 27 | MSEO Solar Electric Rebate Program | Historical | Tracking the Sun II: The Installed Costs of Photovoltaics in the U.S. from 1998-2008 | Lawrence Berkeley National Laboratory | http://eetd.lbl.gov/EA/emp/reports/lbnl-2674e.pdf | Y | 2009 | 31 | 33 | Figure 23 | Y | Numerical values provided by author.
Solar PV | Commercial: Systems ≥ 10 kW | U.S. | ITC (State and/or Federal) |  | 0.90577 | $/WDC-STC | 2000 | 2008 | 2000 | Average - simple | 14 | Real data from up to 27 state or utility incentive programs in up to 16 states | Historical | Tracking the Sun II: The Installed Costs of Photovoltaics in the U.S. from 1998-2008 | Lawrence Berkeley National Laboratory | http://eetd.lbl.gov/EA/emp/reports/lbnl-2674e.pdf | Y | 2009 | 29 | 31 | Figure 22 | Y | Numerical values provided by author.
Solar PV | Systems ≤ 10 kW | CT | Installed Costs - Total | Y | 0.98708 | $/WDC-STC | 2008 | 2008 | 2008 | Standard deviation | 249 | CCEF Onsite Renewable DG Program; CCEF Solar PV Program | Historical | Tracking the Sun II: The Installed Costs of Photovoltaics in the U.S. from 1998-2008 | Lawrence Berkeley National Laboratory | http://eetd.lbl.gov/EA/emp/reports/lbnl-2674e.pdf | Y | 2009 | 19 | 21 | Figure 14 | Y | Numerical values provided by author.
Solar PV | Commercial: Systems ≥ 10 kW | U.S. | ITC (State and/or Federal) |  | 1.0128 | $/WDC-STC | 2005 | 2008 | 2005 | Average - simple | 666 | Real data from up to 27 state or utility incentive programs in up to 16 states | Historical | Tracking the Sun II: The Installed Costs of Photovoltaics in the U.S. from 1998-2008 | Lawrence Berkeley National Laboratory | http://eetd.lbl.gov/EA/emp/reports/lbnl-2674e.pdf | Y | 2009 | 29 | 31 | Figure 22 | Y | Numerical values provided by author.
Solar PV | Systems > 750 kW | U.S. | Installed Costs - Total | Y | 1.0171 | $/WDC-STC | 2008 | 2008 | 2008 | Standard deviation | 31 | Real data from up to 27 state or utility incentive programs in up to 16 states | Historical | Tracking the Sun II: The Installed Costs of Photovoltaics in the U.S. from 1998-2008 | Lawrence Berkeley National Laboratory | http://eetd.lbl.gov/EA/emp/reports/lbnl-2674e.pdf | Y | 2009 | 15 | 17 | Figure 10 | Y | Numerical values provided by author.
Solar PV | Commercial: Systems ≥ 10 kW | U.S. | ITC (State and/or Federal) |  | 1.0502 | $/WDC-STC | 2004 | 2008 | 2004 | Average - simple | 590 | Real data from up to 27 state or utility incentive programs in up to 16 states | Historical | Tracking the Sun II: The Installed Costs of Photovoltaics in the U.S. from 1998-2008 | Lawrence Berkeley National Laboratory | http://eetd.lbl.gov/EA/emp/reports/lbnl-2674e.pdf | Y | 2009 | 29 | 31 | Figure 22 | Y | Numerical values provided by author.
Solar PV | Commercial: Systems ≥ 10 kW | U.S. | ITC (State and/or Federal) |  | 1.0615 | $/WDC-STC | 1999 | 2008 | 1999 | Average - simple | 11 | Real data from up to 27 state or utility incentive programs in up to 16 states | Historical | Tracking the Sun II: The Installed Costs of Photovoltaics in the U.S. from 1998-2008 | Lawrence Berkeley National Laboratory | http://eetd.lbl.gov/EA/emp/reports/lbnl-2674e.pdf | Y | 2009 | 29 | 31 | Figure 22 | Y | Numerical values provided by author.
Solar PV |  | CA | Incentive - after-tax |  | 1.1504 | $/WDC-STC | 2008 | 2008 | 2008 | Average - simple | 876 | Anaheim Solar Advantage Program; CEC Emerging Renewables Program; CEC New Home Solar Partnership; CPUC California Solar Initiative; CPUC Self-Generation Incentive Program; LADWP Solar Incentive Program; Lompoc PV Rebate Program; SMUD Residential Retrofit and Commercial PV Buydown Programs | Historical | Tracking the Sun II: The Installed Costs of Photovoltaics in the U.S. from 1998-2008 | Lawrence Berkeley National Laboratory | http://eetd.lbl.gov/EA/emp/reports/lbnl-2674e.pdf | Y | 2009 | 31 | 33 | Figure 24 | Y | Numerical values provided by author.
Solar PV | Commercial: Systems ≥ 10 kW | U.S. | ITC (State and/or Federal) |  | 1.2028 | $/WDC-STC | 1998 | 2008 | 1998 | Average - simple | 5 | Real data from up to 27 state or utility incentive programs in up to 16 states | Historical | Tracking the Sun II: The Installed Costs of Photovoltaics in the U.S. from 1998-2008 | Lawrence Berkeley National Laboratory | http://eetd.lbl.gov/EA/emp/reports/lbnl-2674e.pdf | Y | 2009 | 29 | 31 | Figure 22 | Y | Numerical values provided by author.
Solar PV |  | MN | Incentive - after-tax |  | 1.2117 | $/WDC-STC | 2008 | 2008 | 2008 | Average - simple | 8 | MSEO Solar Electric Rebate Program | Historical | Tracking the Sun II: The Installed Costs of Photovoltaics in the U.S. from 1998-2008 | Lawrence Berkeley National Laboratory | http://eetd.lbl.gov/EA/emp/reports/lbnl-2674e.pdf | Y | 2009 | 31 | 33 | Figure 24 | Y | Numerical values provided by author.
Solar PV | Systems ≤ 10 kW | AZ | Installed Costs - Total | Y | 1.2462 | $/WDC-STC | 2008 | 2008 | 2008 | Standard deviation | 431 | APS Solar and Renewable Incentive Program & SRP EarthWise Solar Energy Program | Historical | Tracking the Sun II: The Installed Costs of Photovoltaics in the U.S. from 1998-2008 | Lawrence Berkeley National Laboratory | http://eetd.lbl.gov/EA/emp/reports/lbnl-2674e.pdf | Y | 2009 | 19 | 21 | Figure 14 | Y | Numerical values provided by author.
Solar PV | 500 kW < Systems ≤ 750 kW | U.S. | Installed Costs - Total | Y | 1.2606 | $/WDC-STC | 2008 | 2008 | 2008 | Standard deviation | 34 | Real data from up to 27 state or utility incentive programs in up to 16 states | Historical | Tracking the Sun II: The Installed Costs of Photovoltaics in the U.S. from 1998-2008 | Lawrence Berkeley National Laboratory | http://eetd.lbl.gov/EA/emp/reports/lbnl-2674e.pdf | Y | 2009 | 15 | 17 | Figure 10 | Y | Numerical values provided by author.
Solar PV | Commercial: Systems ≥ 10 kW | U.S. | ITC (State and/or Federal) |  | 1.273 | $/WDC-STC | 2003 | 2008 | 2003 | Average - simple | 374 | Real data from up to 27 state or utility incentive programs in up to 16 states | Historical | Tracking the Sun II: The Installed Costs of Photovoltaics in the U.S. from 1998-2008 | Lawrence Berkeley National Laboratory | http://eetd.lbl.gov/EA/emp/reports/lbnl-2674e.pdf | Y | 2009 | 29 | 31 | Figure 22 | Y | Numerical values provided by author.
Solar PV | 10 kW ≤ Systems < 30 kW | U.S. | Installed Costs - Total | Y | 1.3177 | $/WDC-STC | 2008 | 2008 | 2008 | Standard deviation | 1017 | Real data from up to 27 state or utility incentive programs in up to 16 states | Historical | Tracking the Sun II: The Installed Costs of Photovoltaics in the U.S. from 1998-2008 | Lawrence Berkeley National Laboratory | http://eetd.lbl.gov/EA/emp/reports/lbnl-2674e.pdf | Y | 2009 | 15 | 17 | Figure 10 | Y | Numerical values provided by author.
Solar PV |  | WI | Incentive - after-tax |  | 1.3523 | $/WDC-STC | 2008 | 2008 | 2008 | Average - simple | 61 | Focus on Energy Renewable Energy Cash-Back Rewards Program | Historical | Tracking the Sun II: The Installed Costs of Photovoltaics in the U.S. from 1998-2008 | Lawrence Berkeley National Laboratory | http://eetd.lbl.gov/EA/emp/reports/lbnl-2674e.pdf | Y | 2009 | 31 | 33 | Figure 24 | Y | Numerical values provided by author.
Solar PV | Commercial: Systems ≥ 10 kW | U.S. | Incentive - after-tax |  | 1.377 | $/WDC-STC | 2008 | 2008 | 2008 | Average - simple | 1294 | Real data from up to 27 state or utility incentive programs in up to 16 states | Historical | Tracking the Sun II: The Installed Costs of Photovoltaics in the U.S. from 1998-2008 | Lawrence Berkeley National Laboratory | http://eetd.lbl.gov/EA/emp/reports/lbnl-2674e.pdf | Y | 2009 | 29 | 31 | Figure 22 | Y | Numerical values provided by author.
Solar PV | Systems ≤ 10 kW | NY | Installed Costs - Total | Y | 1.3874 | $/WDC-STC | 2008 | 2008 | 2008 | Standard deviation | 356 | NYSERDA | Historical | Tracking the Sun II: The Installed Costs of Photovoltaics in the U.S. from 1998-2008 | Lawrence Berkeley National Laboratory | http://eetd.lbl.gov/EA/emp/reports/lbnl-2674e.pdf | Y | 2009 | 19 | 21 | Figure 14 | Y | Numerical values provided by author.
Solar PV |  | OR | Incentive - after-tax |  | 1.4 | $/WDC-STC | 2008 | 2008 | 2008 | Average - simple | 148 | ETO Solar Electric Program | Historical | Tracking the Sun II: The Installed Costs of Photovoltaics in the U.S. from 1998-2008 | Lawrence Berkeley National Laboratory | http://eetd.lbl.gov/EA/emp/reports/lbnl-2674e.pdf | Y | 2009 | 31 | 33 | Figure 23 | Y | Numerical values provided by author.
Solar PV | 5 kW ≤ Systems < 10 kW | U.S. | Installed Costs - Total | Y | 1.4368 | $/WDC-STC | 2008 | 2008 | 2008 | Standard deviation | 4273 | Real data from up to 27 state or utility incentive programs in up to 16 states | Historical | Tracking the Sun II: The Installed Costs of Photovoltaics in the U.S. from 1998-2008 | Lawrence Berkeley National Laboratory | http://eetd.lbl.gov/EA/emp/reports/lbnl-2674e.pdf | Y | 2009 | 15 | 17 | Figure 10 | Y | Numerical values provided by author.
Solar PV | 250 kW < Systems ≤ 500 kW | U.S. | Installed Costs - Total | Y | 1.4379 | $/WDC-STC | 2008 | 2008 | 2008 | Standard deviation | 112 | Real data from up to 27 state or utility incentive programs in up to 16 states | Historical | Tracking the Sun II: The Installed Costs of Photovoltaics in the U.S. from 1998-2008 | Lawrence Berkeley National Laboratory | http://eetd.lbl.gov/EA/emp/reports/lbnl-2674e.pdf | Y | 2009 | 15 | 17 | Figure 10 | Y | Numerical values provided by author.
Solar PV |  | U.S. | Installed Costs - Total | Y | 1.4577 | $/WDC-STC | 2006 | 2008 | 2006 | Standard deviation | 8677 | Real data from up to 27 state or utility incentive programs in up to 16 states | Historical | Tracking the Sun II: The Installed Costs of Photovoltaics in the U.S. from 1998-2008 | Lawrence Berkeley National Laboratory | http://eetd.lbl.gov/EA/emp/reports/lbnl-2674e.pdf | Y | 2009 | 10 | 12 | Figure 4 | Y | Numerical values provided by author.
Solar PV | Commercial: Systems ≥ 10 kW | U.S. | ITC (State and/or Federal) |  | 1.485 | $/WDC-STC | 2001 | 2008 | 2001 | Average - simple | 42 | Real data from up to 27 state or utility incentive programs in up to 16 states | Historical | Tracking the Sun II: The Installed Costs of Photovoltaics in the U.S. from 1998-2008 | Lawrence Berkeley National Laboratory | http://eetd.lbl.gov/EA/emp/reports/lbnl-2674e.pdf | Y | 2009 | 29 | 31 | Figure 22 | Y | Numerical values provided by author.
Solar PV | Commercial: Systems ≥ 10 kW | U.S. | ITC (State and/or Federal) |  | 1.4902 | $/WDC-STC | 2002 | 2008 | 2002 | Average - simple | 183 | Real data from up to 27 state or utility incentive programs in up to 16 states | Historical | Tracking the Sun II: The Installed Costs of Photovoltaics in the U.S. from 1998-2008 | Lawrence Berkeley National Laboratory | http://eetd.lbl.gov/EA/emp/reports/lbnl-2674e.pdf | Y | 2009 | 29 | 31 | Figure 22 | Y | Numerical values provided by author.
Solar PV |  | AZ | Incentive - after-tax |  | 1.5078 | $/WDC-STC | 2008 | 2008 | 2008 | Average - simple | 19 | APS Solar and Renewable Incentive Program & SRP EarthWise Solar Energy Program | Historical | Tracking the Sun II: The Installed Costs of Photovoltaics in the U.S. from 1998-2008 | Lawrence Berkeley National Laboratory | http://eetd.lbl.gov/EA/emp/reports/lbnl-2674e.pdf | Y | 2009 | 31 | 33 | Figure 24 | Y | Numerical values provided by author.
Solar PV |  | U.S. | Installed Costs - Total | Y | 1.5193 | $/WDC-STC | 2007 | 2008 | 2007 | Standard deviation | 12103 | Real data from up to 27 state or utility incentive programs in up to 16 states | Historical | Tracking the Sun II: The Installed Costs of Photovoltaics in the U.S. from 1998-2008 | Lawrence Berkeley National Laboratory | http://eetd.lbl.gov/EA/emp/reports/lbnl-2674e.pdf | Y | 2009 | 10 | 12 | Figure 4 | Y | Numerical values provided by author.
Solar PV |  | U.S. | Installed Costs - Total | Y | 1.5245 | $/WDC-STC | 2005 | 2008 | 2005 | Standard deviation | 5193 | Real data from up to 27 state or utility incentive programs in up to 16 states | Historical | Tracking the Sun II: The Installed Costs of Photovoltaics in the U.S. from 1998-2008 | Lawrence Berkeley National Laboratory | http://eetd.lbl.gov/EA/emp/reports/lbnl-2674e.pdf | Y | 2009 | 10 | 12 | Figure 4 | Y | Numerical values provided by author.
Solar PV | Systems ≤ 10 kW | CA | Installed Costs - Total | Y | 1.5451 | $/WDC-STC | 2008 | 2008 | 2008 | Standard deviation | 8657 | Anaheim Solar Advantage Program; CEC Emerging Renewables Program; CEC New Home Solar Partnership; CPUC California Solar Initiative; CPUC Self-Generation Incentive Program; LADWP Solar Incentive Program; Lompoc PV Rebate Program; SMUD Residential Retrofit and Commercial PV Buydown Programs | Historical | Tracking the Sun II: The Installed Costs of Photovoltaics in the U.S. from 1998-2008 | Lawrence Berkeley National Laboratory | http://eetd.lbl.gov/EA/emp/reports/lbnl-2674e.pdf | Y | 2009 | 19 | 21 | Figure 14 | Y | Numerical values provided by author.
Solar PV |  | U.S. | Installed Costs - Total | Y | 1.5983 | $/WDC-STC | 2004 | 2008 | 2004 | Standard deviation | 5527 | Real data from up to 27 state or utility incentive programs in up to 16 states | Historical | Tracking the Sun II: The Installed Costs of Photovoltaics in the U.S. from 1998-2008 | Lawrence Berkeley National Laboratory | http://eetd.lbl.gov/EA/emp/reports/lbnl-2674e.pdf | Y | 2009 | 10 | 12 | Figure 4 | Y | Numerical values provided by author.
Solar PV | Commercial: Systems ≥ 10 kW | U.S. | Incentive - after-tax |  | 1.6253 | $/WDC-STC | 2007 | 2008 | 2007 | Average - simple | 1144 | Real data from up to 27 state or utility incentive programs in up to 16 states | Historical | Tracking the Sun II: The Installed Costs of Photovoltaics in the U.S. from 1998-2008 | Lawrence Berkeley National Laboratory | http://eetd.lbl.gov/EA/emp/reports/lbnl-2674e.pdf | Y | 2009 | 29 | 31 | Figure 22 | Y | Numerical values provided by author.
Solar PV | 2 kW ≤ Systems < 5 kW | U.S. | Installed Costs - Total | Y | 1.6689 | $/WDC-STC | 2008 | 2008 | 2008 | Standard deviation | 6388 | Real data from up to 27 state or utility incentive programs in up to 16 states | Historical | Tracking the Sun II: The Installed Costs of Photovoltaics in the U.S. from 1998-2008 | Lawrence Berkeley National Laboratory | http://eetd.lbl.gov/EA/emp/reports/lbnl-2674e.pdf | Y | 2009 | 15 | 17 | Figure 10 | Y | Numerical values provided by author.
Solar PV |  | U.S. | Installed Costs - Total | Y | 1.6695 | $/WDC-STC | 2008 | 2008 | 2008 | Standard deviation | 13097 | Real data from up to 27 state or utility incentive programs in up to 16 states | Historical | Tracking the Sun II: The Installed Costs of Photovoltaics in the U.S. from 1998-2008 | Lawrence Berkeley National Laboratory | http://eetd.lbl.gov/EA/emp/reports/lbnl-2674e.pdf | Y | 2009 | 10 | 12 | Figure 4 | Y | Numerical values provided by author.
Solar PV |  | VT | Incentive - after-tax |  | 1.7077 | $/WDC-STC | 2008 | 2008 | 2008 | Average - simple | 89 | RERC Small Scale Renewable Energy Incentive Program | Historical | Tracking the Sun II: The Installed Costs of Photovoltaics in the U.S. from 1998-2008 | Lawrence Berkeley National Laboratory | http://eetd.lbl.gov/EA/emp/reports/lbnl-2674e.pdf | Y | 2009 | 31 | 33 | Figure 23 | Y | Numerical values provided by author.
Solar PV | Systems ≤ 10 kW | MA | Installed Costs - Total | Y | 1.7402 | $/WDC-STC | 2008 | 2008 | 2008 | Standard deviation | 296 | MTC Small Renewables Initiative | Historical | Tracking the Sun II: The Installed Costs of Photovoltaics in the U.S. from 1998-2008 | Lawrence Berkeley National Laboratory | http://eetd.lbl.gov/EA/emp/reports/lbnl-2674e.pdf | Y | 2009 | 19 | 21 | Figure 14 | Y | Numerical values provided by author.
Solar PV | Systems ≤ 10 kW | MD | Installed Costs - Total | Y | 1.7489 | $/WDC-STC | 2008 | 2008 | 2008 | Standard deviation | 131 | MEA Solar Energy Grant Program | Historical | Tracking the Sun II: The Installed Costs of Photovoltaics in the U.S. from 1998-2008 | Lawrence Berkeley National Laboratory | http://eetd.lbl.gov/EA/emp/reports/lbnl-2674e.pdf | Y | 2009 | 19 | 21 | Figure 14 | Y | Post-Sales Tax; Numerical values provided by author.
Solar PV | Commercial: Systems ≥ 10 kW | U.S. | Incentive - after-tax |  | 1.7985 | $/WDC-STC | 2000 | 2008 | 2000 | Average - simple | 14 | Real data from up to 27 state or utility incentive programs in up to 16 states | Historical | Tracking the Sun II: The Installed Costs of Photovoltaics in the U.S. from 1998-2008 | Lawrence Berkeley National Laboratory | http://eetd.lbl.gov/EA/emp/reports/lbnl-2674e.pdf | Y | 2009 | 29 | 31 | Figure 22 | Y | Numerical values provided by author.
Solar PV |  | MD | Incentive - after-tax |  | 1.8264 | $/WDC-STC | 2008 | 2008 | 2008 | Average - simple | 121 | MEA Solar Energy Grant Program | Historical | Tracking the Sun II: The Installed Costs of Photovoltaics in the U.S. from 1998-2008 | Lawrence Berkeley National Laboratory | http://eetd.lbl.gov/EA/emp/reports/lbnl-2674e.pdf | Y | 2009 | 31 | 33 | Figure 23 | Y | Numerical values provided by author.
Solar PV | Systems ≤ 10 kW | OR | Installed Costs - Total | Y | 1.8903 | $/WDC-STC | 2008 | 2008 | 2008 | Standard deviation | 201 | ETO Solar Electric Program | Historical | Tracking the Sun II: The Installed Costs of Photovoltaics in the U.S. from 1998-2008 | Lawrence Berkeley National Laboratory | http://eetd.lbl.gov/EA/emp/reports/lbnl-2674e.pdf | Y | 2009 | 19 | 21 | Figure 14 | Y | Numerical values provided by author.
Solar PV | Commercial: Systems ≥ 10 kW | U.S. | Incentive - after-tax |  | 1.8925 | $/WDC-STC | 2006 | 2008 | 2006 | Average - simple | 984 | Real data from up to 27 state or utility incentive programs in up to 16 states | Historical | Tracking the Sun II: The Installed Costs of Photovoltaics in the U.S. from 1998-2008 | Lawrence Berkeley National Laboratory | http://eetd.lbl.gov/EA/emp/reports/lbnl-2674e.pdf | Y | 2009 | 29 | 31 | Figure 22 | Y | Numerical values provided by author.
Solar PV | Systems ≤ 10 kW | WI | Installed Costs - Total | Y | 1.8932 | $/WDC-STC | 2008 | 2008 | 2008 | Standard deviation | 125 | Focus on Energy Renewable Energy Cash-Back Rewards Program | Historical | Tracking the Sun II: The Installed Costs of Photovoltaics in the U.S. from 1998-2008 | Lawrence Berkeley National Laboratory | http://eetd.lbl.gov/EA/emp/reports/lbnl-2674e.pdf | Y | 2009 | 19 | 21 | Figure 14 | Y | Post-Sales Tax; Numerical values provided by author.
Solar PV |  | U.S. | Installed Costs - Total | Y | 1.9002 | $/WDC-STC | 2003 | 2008 | 2003 | Standard deviation | 3526 | Real data from up to 27 state or utility incentive programs in up to 16 states | Historical | Tracking the Sun II: The Installed Costs of Photovoltaics in the U.S. from 1998-2008 | Lawrence Berkeley National Laboratory | http://eetd.lbl.gov/EA/emp/reports/lbnl-2674e.pdf | Y | 2009 | 10 | 12 | Figure 4 | Y | Numerical values provided by author.
Solar PV |  | WI | Incentive - after-tax |  | 1.91 | $/WDC-STC | 2008 | 2008 | 2008 | Average - simple | 84 | Focus on Energy Renewable Energy Cash-Back Rewards Program | Historical | Tracking the Sun II: The Installed Costs of Photovoltaics in the U.S. from 1998-2008 | Lawrence Berkeley National Laboratory | http://eetd.lbl.gov/EA/emp/reports/lbnl-2674e.pdf | Y | 2009 | 31 | 33 | Figure 23 | Y | Numerical values provided by author.
Solar PV | Systems ≤ 10 kW | PA | Installed Costs - Total | Y | 1.9254 | $/WDC-STC | 2008 | 2008 | 2008 | Standard deviation | 16 | SDF Solar PV Grant Program | Historical | Tracking the Sun II: The Installed Costs of Photovoltaics in the U.S. from 1998-2008 | Lawrence Berkeley National Laboratory | http://eetd.lbl.gov/EA/emp/reports/lbnl-2674e.pdf | Y | 2009 | 19 | 21 | Figure 14 | Y | Post-Sales Tax; Numerical values provided by author.
Solar PV |  | CA | Incentive - after-tax |  | 1.9334 | $/WDC-STC | 2008 | 2008 | 2008 | Average - simple | 8835 | Anaheim Solar Advantage Program; CEC Emerging Renewables Program; CEC New Home Solar Partnership; CPUC California Solar Initiative; CPUC Self-Generation Incentive Program; LADWP Solar Incentive Program; Lompoc PV Rebate Program; SMUD Residential Retrofit and Commercial PV Buydown Programs | Historical | Tracking the Sun II: The Installed Costs of Photovoltaics in the U.S. from 1998-2008 | Lawrence Berkeley National Laboratory | http://eetd.lbl.gov/EA/emp/reports/lbnl-2674e.pdf | Y | 2009 | 31 | 33 | Figure 23 | Y | Numerical values provided by author.
Solar PV | 100 kW < Systems ≤ 250 kW | U.S. | Installed Costs - Total | Y | 1.9551 | $/WDC-STC | 2008 | 2008 | 2008 | Standard deviation | 146 | Real data from up to 27 state or utility incentive programs in up to 16 states | Historical | Tracking the Sun II: The Installed Costs of Photovoltaics in the U.S. from 1998-2008 | Lawrence Berkeley National Laboratory | http://eetd.lbl.gov/EA/emp/reports/lbnl-2674e.pdf | Y | 2009 | 15 | 17 | Figure 10 | Y | Numerical values provided by author.
Solar PV | Commercial: Systems ≥ 10 kW | U.S. | Incentive - after-tax |  | 1.9641 | $/WDC-STC | 1999 | 2008 | 1999 | Average - simple | 11 | Real data from up to 27 state or utility incentive programs in up to 16 states | Historical | Tracking the Sun II: The Installed Costs of Photovoltaics in the U.S. from 1998-2008 | Lawrence Berkeley National Laboratory | http://eetd.lbl.gov/EA/emp/reports/lbnl-2674e.pdf | Y | 2009 | 29 | 31 | Figure 22 | Y | Numerical values provided by author.
Solar PV | Commercial: Systems ≥ 10 kW | U.S. | Incentive - after-tax |  | 2.0165 | $/WDC-STC | 1998 | 2008 | 1998 | Average - simple | 5 | Real data from up to 27 state or utility incentive programs in up to 16 states | Historical | Tracking the Sun II: The Installed Costs of Photovoltaics in the U.S. from 1998-2008 | Lawrence Berkeley National Laboratory | http://eetd.lbl.gov/EA/emp/reports/lbnl-2674e.pdf | Y | 2009 | 29 | 31 | Figure 22 | Y | Numerical values provided by author.
Solar PV |  | MN | Incentive - after-tax |  | 2.0211 | $/WDC-STC | 2008 | 2008 | 2008 | Average - simple | 27 | MSEO Solar Electric Rebate Program | Historical | Tracking the Sun II: The Installed Costs of Photovoltaics in the U.S. from 1998-2008 | Lawrence Berkeley National Laboratory | http://eetd.lbl.gov/EA/emp/reports/lbnl-2674e.pdf | Y | 2009 | 31 | 33 | Figure 23 | Y | Numerical values provided by author.
Solar PV | Systems ≤ 10 kW | NV | Installed Costs - Total | Y | 2.0545 | $/WDC-STC | 2008 | 2008 | 2008 | Standard deviation | 141 | NPC/SPPC RenewableGenerations Rebate Program | Historical | Tracking the Sun II: The Installed Costs of Photovoltaics in the U.S. from 1998-2008 | Lawrence Berkeley National Laboratory | http://eetd.lbl.gov/EA/emp/reports/lbnl-2674e.pdf | Y | 2009 | 19 | 21 | Figure 14 | Y | Post-Sales Tax; Numerical values provided by author.
Solar PV |  | OR | Incentive - after-tax |  | 2.0635 | $/WDC-STC | 2008 | 2008 | 2008 | Average - simple | 148 | ETO Solar Electric Program | Historical | Tracking the Sun II: The Installed Costs of Photovoltaics in the U.S. from 1998-2008 | Lawrence Berkeley National Laboratory | http://eetd.lbl.gov/EA/emp/reports/lbnl-2674e.pdf | Y | 2009 | 31 | 33 | Figure 23 | Y | Numerical values provided by author.
Solar PV |  | OH | Incentive - after-tax |  | 2.1152 | $/WDC-STC | 2008 | 2008 | 2008 | Average - simple | 7 | ODOD Advanced Energy Fund Grants | Historical | Tracking the Sun II: The Installed Costs of Photovoltaics in the U.S. from 1998-2008 | Lawrence Berkeley National Laboratory | http://eetd.lbl.gov/EA/emp/reports/lbnl-2674e.pdf | Y | 2009 | 31 | 33 | Figure 24 | Y | Numerical values provided by author.
Solar PV | Commercial: Systems ≥ 10 kW | U.S. | Incentive - after-tax |  | 2.142 | $/WDC-STC | 2005 | 2008 | 2005 | Average - simple | 666 | Real data from up to 27 state or utility incentive programs in up to 16 states | Historical | Tracking the Sun II: The Installed Costs of Photovoltaics in the U.S. from 1998-2008 | Lawrence Berkeley National Laboratory | http://eetd.lbl.gov/EA/emp/reports/lbnl-2674e.pdf | Y | 2009 | 29 | 31 | Figure 22 | Y | Numerical values provided by author.
Solar PV | Systems ≤ 10 kW | MN | Installed Costs - Total | Y | 2.1504 | $/WDC-STC | 2008 | 2008 | 2008 | Standard deviation | 37 | MSEO Solar Electric Rebate Program | Historical | Tracking the Sun II: The Installed Costs of Photovoltaics in the U.S. from 1998-2008 | Lawrence Berkeley National Laboratory | http://eetd.lbl.gov/EA/emp/reports/lbnl-2674e.pdf | Y | 2009 | 19 | 21 | Figure 14 | Y | Numerical values provided by author.
Solar PV |  | AZ | Federal ITC |  | 2.1573 | $/WDC-STC | 2008 | 2008 | 2008 | Average - simple | 19 | APS Solar and Renewable Incentive Program & SRP EarthWise Solar Energy Program | Historical | Tracking the Sun II: The Installed Costs of Photovoltaics in the U.S. from 1998-2008 | Lawrence Berkeley National Laboratory | http://eetd.lbl.gov/EA/emp/reports/lbnl-2674e.pdf | Y | 2009 | 31 | 33 | Figure 24 | Y | Numerical values provided by author.
Solar PV | 30 kW ≤ Systems ≤ 100 kW | U.S. | Installed Costs - Total | Y | 2.195 | $/WDC-STC | 2008 | 2008 | 2008 | Standard deviation | 298 | Real data from up to 27 state or utility incentive programs in up to 16 states | Historical | Tracking the Sun II: The Installed Costs of Photovoltaics in the U.S. from 1998-2008 | Lawrence Berkeley National Laboratory | http://eetd.lbl.gov/EA/emp/reports/lbnl-2674e.pdf | Y | 2009 | 15 | 17 | Figure 10 | Y | Numerical values provided by author.
Solar PV |  | OR | State ITC |  | 2.2 | $/WDC-STC | 2008 | 2008 | 2008 | Average - simple | 92 | ETO Solar Electric Program | Historical | Tracking the Sun II: The Installed Costs of Photovoltaics in the U.S. from 1998-2008 | Lawrence Berkeley National Laboratory | http://eetd.lbl.gov/EA/emp/reports/lbnl-2674e.pdf | Y | 2009 | 31 | 33 | Figure 24 | Y | Numerical values provided by author.
Solar PV | Residential: Systems < 10 kW | U.S. | Incentive - after-tax |  | 2.2812 | $/WDC-STC | 2008 | 2008 | 2008 | Average - simple | 11518 | Real data from up to 27 state or utility incentive programs in up to 16 states | Historical | Tracking the Sun II: The Installed Costs of Photovoltaics in the U.S. from 1998-2008 | Lawrence Berkeley National Laboratory | http://eetd.lbl.gov/EA/emp/reports/lbnl-2674e.pdf | Y | 2009 | 29 | 31 | Figure 21 | Y | Numerical values provided by author.
Solar PV |  | U.S. | Installed Costs - Total | Y | 2.2878 | $/WDC-STC | 2002 | 2008 | 2002 | Standard deviation | 2489 | Real data from up to 27 state or utility incentive programs in up to 16 states | Historical | Tracking the Sun II: The Installed Costs of Photovoltaics in the U.S. from 1998-2008 | Lawrence Berkeley National Laboratory | http://eetd.lbl.gov/EA/emp/reports/lbnl-2674e.pdf | Y | 2009 | 10 | 12 | Figure 4 | Y | Numerical values provided by author.
Solar PV | Systems < 2 kW | U.S. | Installed Costs - Total | Y | 2.3149 | $/WDC-STC | 2008 | 2008 | 2008 | Standard deviation | 798 | Real data from up to 27 state or utility incentive programs in up to 16 states | Historical | Tracking the Sun II: The Installed Costs of Photovoltaics in the U.S. from 1998-2008 | Lawrence Berkeley National Laboratory | http://eetd.lbl.gov/EA/emp/reports/lbnl-2674e.pdf | Y | 2009 | 15 | 17 | Figure 10 | Y | Numerical values provided by author.
Solar PV |  | PA | Incentive - after-tax |  | 2.3289 | $/WDC-STC | 2008 | 2008 | 2008 | Average - simple | 7 | SDF Solar PV Grant Program | Historical | Tracking the Sun II: The Installed Costs of Photovoltaics in the U.S. from 1998-2008 | Lawrence Berkeley National Laboratory | http://eetd.lbl.gov/EA/emp/reports/lbnl-2674e.pdf | Y | 2009 | 31 | 33 | Figure 24 | Y | Numerical values provided by author.
Solar PV | Commercial: Systems ≥ 10 kW | U.S. | Incentive - after-tax |  | 2.3518 | $/WDC-STC | 2004 | 2008 | 2004 | Average - simple | 590 | Real data from up to 27 state or utility incentive programs in up to 16 states | Historical | Tracking the Sun II: The Installed Costs of Photovoltaics in the U.S. from 1998-2008 | Lawrence Berkeley National Laboratory | http://eetd.lbl.gov/EA/emp/reports/lbnl-2674e.pdf | Y | 2009 | 29 | 31 | Figure 22 | Y | Numerical values provided by author.
Solar PV |  | CA | Federal ITC |  | 2.3691 | $/WDC-STC | 2008 | 2008 | 2008 | Average - simple | 876 | Anaheim Solar Advantage Program; CEC Emerging Renewables Program; CEC New Home Solar Partnership; CPUC California Solar Initiative; CPUC Self-Generation Incentive Program; LADWP Solar Incentive Program; Lompoc PV Rebate Program; SMUD Residential Retrofit and Commercial PV Buydown Programs | Historical | Tracking the Sun II: The Installed Costs of Photovoltaics in the U.S. from 1998-2008 | Lawrence Berkeley National Laboratory | http://eetd.lbl.gov/EA/emp/reports/lbnl-2674e.pdf | Y | 2009 | 31 | 33 | Figure 24 | Y | Numerical values provided by author.
Solar PV |  | MA | Incentive - after-tax |  | 2.3748 | $/WDC-STC | 2008 | 2008 | 2008 | Average - simple | 46 | MTC Small Renewables Initiative | Historical | Tracking the Sun II: The Installed Costs of Photovoltaics in the U.S. from 1998-2008 | Lawrence Berkeley National Laboratory | http://eetd.lbl.gov/EA/emp/reports/lbnl-2674e.pdf | Y | 2009 | 31 | 33 | Figure 24 | Y | Numerical values provided by author.
Solar PV | Systems ≤ 10 kW | NJ | Installed Costs - Total | Y | 2.3781 | $/WDC-STC | 2008 | 2008 | 2008 | Standard deviation | 690 | NJCEP Customer Onsite Renewable Energy Program; NJCEP Solar Renewable Energy Credit Program | Historical | Tracking the Sun II: The Installed Costs of Photovoltaics in the U.S. from 1998-2008 | Lawrence Berkeley National Laboratory | http://eetd.lbl.gov/EA/emp/reports/lbnl-2674e.pdf | Y | 2009 | 19 | 21 | Figure 14 | Y | Numerical values provided by author.
Solar PV | Commercial: Systems ≥ 10 kW | U.S. | ITC (State and/or Federal) |  | 2.406 | $/WDC-STC | 2006 | 2008 | 2006 | Average - simple | 984 | Real data from up to 27 state or utility incentive programs in up to 16 states | Historical | Tracking the Sun II: The Installed Costs of Photovoltaics in the U.S. from 1998-2008 | Lawrence Berkeley National Laboratory | http://eetd.lbl.gov/EA/emp/reports/lbnl-2674e.pdf | Y | 2009 | 29 | 31 | Figure 22 | Y | Numerical values provided by author.
Solar PV |  | CT | Federal ITC |  | 2.4178 | $/WDC-STC | 2008 | 2008 | 2008 | Average - simple | 33 | CCEF Onsite Renewable DG Program; CCEF Solar PV Program | Historical | Tracking the Sun II: The Installed Costs of Photovoltaics in the U.S. from 1998-2008 | Lawrence Berkeley National Laboratory | http://eetd.lbl.gov/EA/emp/reports/lbnl-2674e.pdf | Y | 2009 | 31 | 33 | Figure 24 | Y | Numerical values provided by author.
Solar PV |  | NJ | Incentive - after-tax |  | 2.5222 | $/WDC-STC | 2008 | 2008 | 2008 | Average - simple | 76 | NJCEP Customer Onsite Renewable Energy Program; NJCEP Solar Renewable Energy Credit Program | Historical | Tracking the Sun II: The Installed Costs of Photovoltaics in the U.S. from 1998-2008 | Lawrence Berkeley National Laboratory | http://eetd.lbl.gov/EA/emp/reports/lbnl-2674e.pdf | Y | 2009 | 31 | 33 | Figure 24 | Y | Numerical values provided by author.
Solar PV |  | MD | Federal ITC |  | 2.5404 | $/WDC-STC | 2008 | 2008 | 2008 | Average - simple | 6 | MEA Solar Energy Grant Program | Historical | Tracking the Sun II: The Installed Costs of Photovoltaics in the U.S. from 1998-2008 | Lawrence Berkeley National Laboratory | http://eetd.lbl.gov/EA/emp/reports/lbnl-2674e.pdf | Y | 2009 | 31 | 33 | Figure 24 | Y | Numerical values provided by author.
Solar PV | Residential: Systems < 10 kW | U.S. | Incentive - after-tax |  | 2.5582 | $/WDC-STC | 2007 | 2008 | 2007 | Average - simple | 1087 | Real data from up to 27 state or utility incentive programs in up to 16 states | Historical | Tracking the Sun II: The Installed Costs of Photovoltaics in the U.S. from 1998-2008 | Lawrence Berkeley National Laboratory | http://eetd.lbl.gov/EA/emp/reports/lbnl-2674e.pdf | Y | 2009 | 29 | 31 | Figure 21 | Y | Numerical values provided by author.
Solar PV | Commercial: Systems ≥ 10 kW | U.S. | ITC (State and/or Federal) |  | 2.5643 | $/WDC-STC | 2007 | 2008 | 2007 | Average - simple | 1144 | Real data from up to 27 state or utility incentive programs in up to 16 states | Historical | Tracking the Sun II: The Installed Costs of Photovoltaics in the U.S. from 1998-2008 | Lawrence Berkeley National Laboratory | http://eetd.lbl.gov/EA/emp/reports/lbnl-2674e.pdf | Y | 2009 | 29 | 31 | Figure 22 | Y | Numerical values provided by author.
Solar PV | Commercial: Systems ≥ 10 kW | U.S. | Incentive - after-tax |  | 2.5746 | $/WDC-STC | 2003 | 2008 | 2003 | Average - simple | 374 | Real data from up to 27 state or utility incentive programs in up to 16 states | Historical | Tracking the Sun II: The Installed Costs of Photovoltaics in the U.S. from 1998-2008 | Lawrence Berkeley National Laboratory | http://eetd.lbl.gov/EA/emp/reports/lbnl-2674e.pdf | Y | 2009 | 29 | 31 | Figure 22 | Y | Numerical values provided by author.
Solar PV |  | NJ | Federal ITC |  | 2.5799 | $/WDC-STC | 2008 | 2008 | 2008 | Average - simple | 76 | NJCEP Customer Onsite Renewable Energy Program; NJCEP Solar Renewable Energy Credit Program | Historical | Tracking the Sun II: The Installed Costs of Photovoltaics in the U.S. from 1998-2008 | Lawrence Berkeley National Laboratory | http://eetd.lbl.gov/EA/emp/reports/lbnl-2674e.pdf | Y | 2009 | 31 | 33 | Figure 24 | Y | Numerical values provided by author.
Solar PV | 10 kW < Systems ≤ 100 kW | U.S. | Installed Costs - Excluding Capital Costs | Y | 2.6 | $/WDC-STC | 2008 | 2008 | 2008 | Average - simple | 7303 | Real data from up to 27 state or utility incentive programs in up to 16 states | Historical | Tracking the Sun II: The Installed Costs of Photovoltaics in the U.S. from 1998-2008 | Lawrence Berkeley National Laboratory | http://eetd.lbl.gov/EA/emp/reports/lbnl-2674e.pdf | Y | 2009 | 17 | 19 | Figure 12 | Y
Solar PV |  | U.S. | Installed Costs - Total | Y | 2.6107 | $/WDC-STC | 2001 | 2008 | 2001 | Standard deviation | 1308 | Real data from up to 27 state or utility incentive programs in up to 16 states | Historical | Tracking the Sun II: The Installed Costs of Photovoltaics in the U.S. from 1998-2008 | Lawrence Berkeley National Laboratory | http://eetd.lbl.gov/EA/emp/reports/lbnl-2674e.pdf | Y | 2009 | 10 | 12 | Figure 4 | Y | Numerical values provided by author.
Solar PV | Commercial: Systems ≥ 10 kW | U.S. | ITC (State and/or Federal) |  | 2.6249 | $/WDC-STC | 2008 | 2008 | 2008 | Average - simple | 1294 | Real data from up to 27 state or utility incentive programs in up to 16 states | Historical | Tracking the Sun II: The Installed Costs of Photovoltaics in the U.S. from 1998-2008 | Lawrence Berkeley National Laboratory | http://eetd.lbl.gov/EA/emp/reports/lbnl-2674e.pdf | Y | 2009 | 29 | 31 | Figure 22 | Y | Numerical values provided by author.
Solar PV | Systems ≤ 10 kW | VT | Installed Costs - Total | Y | 2.6255 | $/WDC-STC | 2008 | 2008 | 2008 | Standard deviation | 89 | RERC Small Scale Renewable Energy Incentive Program | Historical | Tracking the Sun II: The Installed Costs of Photovoltaics in the U.S. from 1998-2008 | Lawrence Berkeley National Laboratory | http://eetd.lbl.gov/EA/emp/reports/lbnl-2674e.pdf | Y | 2009 | 19 | 21 | Figure 14 | Y | Numerical values provided by author.
Solar PV |  | MA | Federal ITC |  | 2.6377 | $/WDC-STC | 2008 | 2008 | 2008 | Average - simple | 46 | MTC Small Renewables Initiative | Historical | Tracking the Sun II: The Installed Costs of Photovoltaics in the U.S. from 1998-2008 | Lawrence Berkeley National Laboratory | http://eetd.lbl.gov/EA/emp/reports/lbnl-2674e.pdf | Y | 2009 | 31 | 33 | Figure 24 | Y | Numerical values provided by author.
Solar PV |  | CT | Incentive - after-tax |  | 2.6428 | $/WDC-STC | 2008 | 2008 | 2008 | Average - simple | 33 | CCEF Onsite Renewable DG Program; CCEF Solar PV Program | Historical | Tracking the Sun II: The Installed Costs of Photovoltaics in the U.S. from 1998-2008 | Lawrence Berkeley National Laboratory | http://eetd.lbl.gov/EA/emp/reports/lbnl-2674e.pdf | Y | 2009 | 31 | 33 | Figure 24 | Y | Numerical values provided by author.
Solar PV |  | VT | Federal ITC |  | 2.6489 | $/WDC-STC | 2008 | 2008 | 2008 | Average - simple | 5 | RERC Small Scale Renewable Energy Incentive Program | Historical | Tracking the Sun II: The Installed Costs of Photovoltaics in the U.S. from 1998-2008 | Lawrence Berkeley National Laboratory | http://eetd.lbl.gov/EA/emp/reports/lbnl-2674e.pdf | Y | 2009 | 31 | 33 | Figure 24 | Y | Numerical values provided by author.
Solar PV | Commercial: Systems ≥ 10 kW | U.S. | Incentive - after-tax |  | 2.6673 | $/WDC-STC | 2001 | 2008 | 2001 | Average - simple | 42 | Real data from up to 27 state or utility incentive programs in up to 16 states | Historical | Tracking the Sun II: The Installed Costs of Photovoltaics in the U.S. from 1998-2008 | Lawrence Berkeley National Laboratory | http://eetd.lbl.gov/EA/emp/reports/lbnl-2674e.pdf | Y | 2009 | 29 | 31 | Figure 22 | Y | Numerical values provided by author.
Solar PV |  | OR | Federal ITC |  | 2.6773 | $/WDC-STC | 2008 | 2008 | 2008 | Average - simple | 92 | ETO Solar Electric Program | Historical | Tracking the Sun II: The Installed Costs of Photovoltaics in the U.S. from 1998-2008 | Lawrence Berkeley National Laboratory | http://eetd.lbl.gov/EA/emp/reports/lbnl-2674e.pdf | Y | 2009 | 31 | 33 | Figure 24 | Y | Numerical values provided by author.
Solar PV |  | NV | Incentive - after-tax |  | 2.7054 | $/WDC-STC | 2008 | 2008 | 2008 | Average - simple | 139 | NPC/SPPC RenewableGenerations Rebate Program | Historical | Tracking the Sun II: The Installed Costs of Photovoltaics in the U.S. from 1998-2008 | Lawrence Berkeley National Laboratory | http://eetd.lbl.gov/EA/emp/reports/lbnl-2674e.pdf | Y | 2009 | 31 | 33 | Figure 23 | Y | Numerical values provided by author.
Solar PV |  | NY | Incentive - after-tax |  | 2.7163 | $/WDC-STC | 2008 | 2008 | 2008 | Average - simple | 55 | NYSERDA | Historical | Tracking the Sun II: The Installed Costs of Photovoltaics in the U.S. from 1998-2008 | Lawrence Berkeley National Laboratory | http://eetd.lbl.gov/EA/emp/reports/lbnl-2674e.pdf | Y | 2009 | 31 | 33 | Figure 24 | Y | Numerical values provided by author.
Solar PV | Commercial: Systems ≥ 10 kW | U.S. | Incentive - after-tax |  | 2.7882 | $/WDC-STC | 2002 | 2008 | 2002 | Average - simple | 183 | Real data from up to 27 state or utility incentive programs in up to 16 states | Historical | Tracking the Sun II: The Installed Costs of Photovoltaics in the U.S. from 1998-2008 | Lawrence Berkeley National Laboratory | http://eetd.lbl.gov/EA/emp/reports/lbnl-2674e.pdf | Y | 2009 | 29 | 31 | Figure 22 | Y | Numerical values provided by author.
Solar PV | Systems > 100 kW | U.S. | Installed Costs - Excluding Capital Costs | Y | 2.8 | $/WDC-STC | 2008 | 2008 | 2008 | Average - simple | 7303 | Real data from up to 27 state or utility incentive programs in up to 16 states | Historical | Tracking the Sun II: The Installed Costs of Photovoltaics in the U.S. from 1998-2008 | Lawrence Berkeley National Laboratory | http://eetd.lbl.gov/EA/emp/reports/lbnl-2674e.pdf | Y | 2009 | 17 | 19 | Figure 12 | Y
Solar PV |  | NY | Federal ITC |  | 2.8063 | $/WDC-STC | 2008 | 2008 | 2008 | Average - simple | 55 | NYSERDA | Historical | Tracking the Sun II: The Installed Costs of Photovoltaics in the U.S. from 1998-2008 | Lawrence Berkeley National Laboratory | http://eetd.lbl.gov/EA/emp/reports/lbnl-2674e.pdf | Y | 2009 | 31 | 33 | Figure 24 | Y | Numerical values provided by author.
Solar PV |  | WI | Federal ITC |  | 2.8192 | $/WDC-STC | 2008 | 2008 | 2008 | Average - simple | 61 | Focus on Energy Renewable Energy Cash-Back Rewards Program | Historical | Tracking the Sun II: The Installed Costs of Photovoltaics in the U.S. from 1998-2008 | Lawrence Berkeley National Laboratory | http://eetd.lbl.gov/EA/emp/reports/lbnl-2674e.pdf | Y | 2009 | 31 | 33 | Figure 24 | Y | Numerical values provided by author.
Solar PV | Systems ≤ 10 kW | U.S. | Installed Costs - Excluding Capital Costs | Y | 2.9 | $/WDC-STC | 2008 | 2008 | 2008 | Average - simple | 7303 | Real data from up to 27 state or utility incentive programs in up to 16 states | Historical | Tracking the Sun II: The Installed Costs of Photovoltaics in the U.S. from 1998-2008 | Lawrence Berkeley National Laboratory | http://eetd.lbl.gov/EA/emp/reports/lbnl-2674e.pdf | Y | 2009 | 17 | 19 | Figure 12 | Y
Solar PV |  | MN | Federal ITC |  | 2.9069 | $/WDC-STC | 2008 | 2008 | 2008 | Average - simple | 8 | MSEO Solar Electric Rebate Program | Historical | Tracking the Sun II: The Installed Costs of Photovoltaics in the U.S. from 1998-2008 | Lawrence Berkeley National Laboratory | http://eetd.lbl.gov/EA/emp/reports/lbnl-2674e.pdf | Y | 2009 | 31 | 33 | Figure 24 | Y | Numerical values provided by author.
Solar PV |  | AZ | Incentive - after-tax |  | 2.9816 | $/WDC-STC | 2008 | 2008 | 2008 | Average - simple | 458 | APS Solar and Renewable Incentive Program & SRP EarthWise Solar Energy Program | Historical | Tracking the Sun II: The Installed Costs of Photovoltaics in the U.S. from 1998-2008 | Lawrence Berkeley National Laboratory | http://eetd.lbl.gov/EA/emp/reports/lbnl-2674e.pdf | Y | 2009 | 31 | 33 | Figure 23 | Y | Numerical values provided by author.
Solar PV |  | CT | Installed Costs - Total | N | 2.9986 | $/WDC-STC | 2008 | 2008 | 2008 | Average - simple | 33 | CCEF Onsite Renewable DG Program; CCEF Solar PV Program | Historical | Tracking the Sun II: The Installed Costs of Photovoltaics in the U.S. from 1998-2008 | Lawrence Berkeley National Laboratory | http://eetd.lbl.gov/EA/emp/reports/lbnl-2674e.pdf | Y | 2009 | 31 | 33 | Figure 24 | Y | Numerical values provided by author.
Solar PV |  | PA | Federal ITC |  | 3.0521 | $/WDC-STC | 2008 | 2008 | 2008 | Average - simple | 7 | SDF Solar PV Grant Program | Historical | Tracking the Sun II: The Installed Costs of Photovoltaics in the U.S. from 1998-2008 | Lawrence Berkeley National Laboratory | http://eetd.lbl.gov/EA/emp/reports/lbnl-2674e.pdf | Y | 2009 | 31 | 33 | Figure 24 | Y | Numerical values provided by author.
Solar PV | Residential: Systems < 10 kW | U.S. | Incentive - after-tax |  | 3.0661 | $/WDC-STC | 2006 | 2008 | 2006 | Average - simple | 7613 | Real data from up to 27 state or utility incentive programs in up to 16 states | Historical | Tracking the Sun II: The Installed Costs of Photovoltaics in the U.S. from 1998-2008 | Lawrence Berkeley National Laboratory | http://eetd.lbl.gov/EA/emp/reports/lbnl-2674e.pdf | Y | 2009 | 29 | 31 | Figure 21 | Y | Numerical values provided by author.
Solar PV | Residential: Systems < 10 kW | U.S. | Incentive - after-tax |  | 3.1113 | $/WDC-STC | 2000 | 2008 | 2000 | Average - simple | 203 | Real data from up to 27 state or utility incentive programs in up to 16 states | Historical | Tracking the Sun II: The Installed Costs of Photovoltaics in the U.S. from 1998-2008 | Lawrence Berkeley National Laboratory | http://eetd.lbl.gov/EA/emp/reports/lbnl-2674e.pdf | Y | 2009 | 29 | 31 | Figure 21 | Y | Numerical values provided by author.
Solar PV |  | AZ | Installed Costs - Total | N | 3.152 | $/WDC-STC | 2008 | 2008 | 2008 | Average - simple | 19 | APS Solar and Renewable Incentive Program & SRP EarthWise Solar Energy Program | Historical | Tracking the Sun II: The Installed Costs of Photovoltaics in the U.S. from 1998-2008 | Lawrence Berkeley National Laboratory | http://eetd.lbl.gov/EA/emp/reports/lbnl-2674e.pdf | Y | 2009 | 31 | 33 | Figure 24 | Y | Numerical values provided by author.
Solar PV | Systems ≥ 2 MW | NV | Installed Costs - Total | Y | 3.2 | $/WDC-STC | 2008 | 2008 | 2008 | Average - simple | 1 | Real data from city | Historical | Tracking the Sun II: The Installed Costs of Photovoltaics in the U.S. from 1998-2008 | Lawrence Berkeley National Laboratory | http://eetd.lbl.gov/EA/emp/reports/lbnl-2674e.pdf | Y | 2009 | 16 | 18 | Table 3 | Y | Boulder City, NV
Solar PV | Residential: Systems < 10 kW | U.S. | Incentive - after-tax |  | 3.2179 | $/WDC-STC | 1999 | 2008 | 1999 | Average - simple | 169 | Real data from up to 27 state or utility incentive programs in up to 16 states | Historical | Tracking the Sun II: The Installed Costs of Photovoltaics in the U.S. from 1998-2008 | Lawrence Berkeley National Laboratory | http://eetd.lbl.gov/EA/emp/reports/lbnl-2674e.pdf | Y | 2009 | 29 | 31 | Figure 21 | Y | Numerical values provided by author.
Solar PV |  | OR | Installed Costs - Total | N | 3.2421 | $/WDC-STC | 2008 | 2008 | 2008 | Average - simple | 92 | ETO Solar Electric Program | Historical | Tracking the Sun II: The Installed Costs of Photovoltaics in the U.S. from 1998-2008 | Lawrence Berkeley National Laboratory | http://eetd.lbl.gov/EA/emp/reports/lbnl-2674e.pdf | Y | 2009 | 31 | 33 | Figure 24 | Y | Numerical values provided by author.
Solar PV |  | OH | Federal ITC |  | 3.2499 | $/WDC-STC | 2008 | 2008 | 2008 | Average - simple | 7 | ODOD Advanced Energy Fund Grants | Historical | Tracking the Sun II: The Installed Costs of Photovoltaics in the U.S. from 1998-2008 | Lawrence Berkeley National Laboratory | http://eetd.lbl.gov/EA/emp/reports/lbnl-2674e.pdf | Y | 2009 | 31 | 33 | Figure 24 | Y | Numerical values provided by author.
Solar PV | Residential: Systems < 10 kW | U.S. | Incentive - after-tax |  | 3.2808 | $/WDC-STC | 2005 | 2008 | 2005 | Average - simple | 4479 | Real data from up to 27 state or utility incentive programs in up to 16 states | Historical | Tracking the Sun II: The Installed Costs of Photovoltaics in the U.S. from 1998-2008 | Lawrence Berkeley National Laboratory | http://eetd.lbl.gov/EA/emp/reports/lbnl-2674e.pdf | Y | 2009 | 29 | 31 | Figure 21 | Y | Numerical values provided by author.
Solar PV | Residential: Systems < 10 kW | U.S. | Incentive - after-tax |  | 3.2876 | $/WDC-STC | 1998 | 2008 | 1998 | Average - simple | 34 | Real data from up to 27 state or utility incentive programs in up to 16 states | Historical | Tracking the Sun II: The Installed Costs of Photovoltaics in the U.S. from 1998-2008 | Lawrence Berkeley National Laboratory | http://eetd.lbl.gov/EA/emp/reports/lbnl-2674e.pdf | Y | 2009 | 29 | 31 | Figure 21 | Y | Numerical values provided by author.
Solar PV |  | OH | Incentive - after-tax |  | 3.3216 | $/WDC-STC | 2008 | 2008 | 2008 | Average - simple | 13 | ODOD Advanced Energy Fund Grants | Historical | Tracking the Sun II: The Installed Costs of Photovoltaics in the U.S. from 1998-2008 | Lawrence Berkeley National Laboratory | http://eetd.lbl.gov/EA/emp/reports/lbnl-2674e.pdf | Y | 2009 | 31 | 33 | Figure 23 | Y | Numerical values provided by author.
Solar PV | Systems ≤ 10 kW | OH | Installed Costs - Total | Y | 3.3459 | $/WDC-STC | 2008 | 2008 | 2008 | Standard deviation | 18 | ODOD Advanced Energy Fund Grants | Historical | Tracking the Sun II: The Installed Costs of Photovoltaics in the U.S. from 1998-2008 | Lawrence Berkeley National Laboratory | http://eetd.lbl.gov/EA/emp/reports/lbnl-2674e.pdf | Y | 2009 | 19 | 21 | Figure 14 | Y | Post-Sales Tax; Numerical values provided by author.
Solar PV |  | NJ | Installed Costs - Total | N | 3.4975 | $/WDC-STC | 2008 | 2008 | 2008 | Average - simple | 76 | NJCEP Customer Onsite Renewable Energy Program; NJCEP Solar Renewable Energy Credit Program | Historical | Tracking the Sun II: The Installed Costs of Photovoltaics in the U.S. from 1998-2008 | Lawrence Berkeley National Laboratory | http://eetd.lbl.gov/EA/emp/reports/lbnl-2674e.pdf | Y | 2009 | 31 | 33 | Figure 24 | Y | Numerical values provided by author.
Solar PV |  | U.S. | Installed Costs - Total | Y | 3.523 | $/WDC-STC | 1999 | 2008 | 1999 | Standard deviation | 180 | Real data from up to 27 state or utility incentive programs in up to 16 states | Historical | Tracking the Sun II: The Installed Costs of Photovoltaics in the U.S. from 1998-2008 | Lawrence Berkeley National Laboratory | http://eetd.lbl.gov/EA/emp/reports/lbnl-2674e.pdf | Y | 2009 | 10 | 12 | Figure 4 | Y | Numerical values provided by author.
Solar PV |  | NY | Installed Costs - Total | N | 3.545 | $/WDC-STC | 2008 | 2008 | 2008 | Average - simple | 346 | NYSERDA | Historical | Tracking the Sun II: The Installed Costs of Photovoltaics in the U.S. from 1998-2008 | Lawrence Berkeley National Laboratory | http://eetd.lbl.gov/EA/emp/reports/lbnl-2674e.pdf | Y | 2009 | 31 | 33 | Figure 23 | Y | Numerical values provided by author.
Solar PV | Commercial: Systems ≥ 10 kW | U.S. | Installed Costs - Total | N | 3.5792 | $/WDC-STC | 2006 | 2008 | 2006 | Average - simple | 984 | Real data from up to 27 state or utility incentive programs in up to 16 states | Historical | Tracking the Sun II: The Installed Costs of Photovoltaics in the U.S. from 1998-2008 | Lawrence Berkeley National Laboratory | http://eetd.lbl.gov/EA/emp/reports/lbnl-2674e.pdf | Y | 2009 | 29 | 31 | Figure 22 | Y | Numerical values provided by author.
Solar PV |  | AZ | Installed Costs - Total | N | 3.6275 | $/WDC-STC | 2008 | 2008 | 2008 | Average - simple | 458 | APS Solar and Renewable Incentive Program & SRP EarthWise Solar Energy Program | Historical | Tracking the Sun II: The Installed Costs of Photovoltaics in the U.S. from 1998-2008 | Lawrence Berkeley National Laboratory | http://eetd.lbl.gov/EA/emp/reports/lbnl-2674e.pdf | Y | 2009 | 31 | 33 | Figure 23 | Y | Numerical values provided by author.
Solar PV |  | U.S. | Installed Costs - Module Cost | Y | 3.63 | $/WDC-STC | 2003 | 2008 | 2003 | Average - capacity-weighted | 3526 | Global Module Price Index | Historical | Tracking the Sun II: The Installed Costs of Photovoltaics in the U.S. from 1998-2008 | Lawrence Berkeley National Laboratory | http://eetd.lbl.gov/EA/emp/reports/lbnl-2674e.pdf | Y | 2009 | 12 | 14 | Figure 6 | Y | Numerical values provided by author.
Solar PV |  | U.S. | Installed Costs - Module Cost | Y | 3.65 | $/WDC-STC | 2008 | 2008 | 2008 | Average - capacity-weighted | 13097 | Global Module Price Index | Historical | Tracking the Sun II: The Installed Costs of Photovoltaics in the U.S. from 1998-2008 | Lawrence Berkeley National Laboratory | http://eetd.lbl.gov/EA/emp/reports/lbnl-2674e.pdf | Y | 2009 | 12 | 14 | Figure 6 | Y | Numerical values provided by author.
Solar PV | Residential: Systems < 10 kW | U.S. | Incentive - after-tax |  | 3.669 | $/WDC-STC | 2004 | 2008 | 2004 | Average - simple | 4905 | Real data from up to 27 state or utility incentive programs in up to 16 states | Historical | Tracking the Sun II: The Installed Costs of Photovoltaics in the U.S. from 1998-2008 | Lawrence Berkeley National Laboratory | http://eetd.lbl.gov/EA/emp/reports/lbnl-2674e.pdf | Y | 2009 | 29 | 31 | Figure 21 | Y | Numerical values provided by author.
Solar PV |  | U.S. | Installed Costs - Non-Module Cost | Y | 3.6782 | $/WDC-STC | 2006 | 2008 | 2006 | Average - capacity-weighted | 8677 | Real data from up to 27 state or utility incentive programs in up to 16 states | Historical | Tracking the Sun II: The Installed Costs of Photovoltaics in the U.S. from 1998-2008 | Lawrence Berkeley National Laboratory | http://eetd.lbl.gov/EA/emp/reports/lbnl-2674e.pdf | Y | 2009 | 12 | 14 | Figure 6 | Y | Numerical values provided by author.
Solar PV |  | U.S. | Installed Costs - Non-Module Cost | Y | 3.7074 | $/WDC-STC | 2007 | 2008 | 2007 | Average - capacity-weighted | 12103 | Real data from up to 27 state or utility incentive programs in up to 16 states | Historical | Tracking the Sun II: The Installed Costs of Photovoltaics in the U.S. from 1998-2008 | Lawrence Berkeley National Laboratory | http://eetd.lbl.gov/EA/emp/reports/lbnl-2674e.pdf | Y | 2009 | 12 | 14 | Figure 6 | Y | Numerical values provided by author.
Solar PV |  | MA | Incentive - after-tax |  | 3.7203 | $/WDC-STC | 2008 | 2008 | 2008 | Average - simple | 276 | MTC Small Renewables Initiative | Historical | Tracking the Sun II: The Installed Costs of Photovoltaics in the U.S. from 1998-2008 | Lawrence Berkeley National Laboratory | http://eetd.lbl.gov/EA/emp/reports/lbnl-2674e.pdf | Y | 2009 | 31 | 33 | Figure 23 | Y | Numerical values provided by author.
Solar PV |  | U.S. | Installed Costs - Non-Module Cost | Y | 3.7503 | $/WDC-STC | 2005 | 2008 | 2005 | Average - capacity-weighted | 5193 | Real data from up to 27 state or utility incentive programs in up to 16 states | Historical | Tracking the Sun II: The Installed Costs of Photovoltaics in the U.S. from 1998-2008 | Lawrence Berkeley National Laboratory | http://eetd.lbl.gov/EA/emp/reports/lbnl-2674e.pdf | Y | 2009 | 12 | 14 | Figure 6 | Y | Numerical values provided by author.
Solar PV |  | MA | Installed Costs - Total | N | 3.7798 | $/WDC-STC | 2008 | 2008 | 2008 | Average - simple | 46 | MTC Small Renewables Initiative | Historical | Tracking the Sun II: The Installed Costs of Photovoltaics in the U.S. from 1998-2008 | Lawrence Berkeley National Laboratory | http://eetd.lbl.gov/EA/emp/reports/lbnl-2674e.pdf | Y | 2009 | 31 | 33 | Figure 24 | Y | Numerical values provided by author.
Solar PV |  | U.S. | Installed Costs - Module Cost | Y | 3.82 | $/WDC-STC | 2004 | 2008 | 2004 | Average - capacity-weighted | 5527 | Global Module Price Index | Historical | Tracking the Sun II: The Installed Costs of Photovoltaics in the U.S. from 1998-2008 | Lawrence Berkeley National Laboratory | http://eetd.lbl.gov/EA/emp/reports/lbnl-2674e.pdf | Y | 2009 | 12 | 14 | Figure 6 | Y | Numerical values provided by author.
Solar PV |  | U.S. | Installed Costs - Total | Y | 3.8256 | $/WDC-STC | 2000 | 2008 | 2000 | Standard deviation | 217 | Real data from up to 27 state or utility incentive programs in up to 16 states | Historical | Tracking the Sun II: The Installed Costs of Photovoltaics in the U.S. from 1998-2008 | Lawrence Berkeley National Laboratory | http://eetd.lbl.gov/EA/emp/reports/lbnl-2674e.pdf | Y | 2009 | 10 | 12 | Figure 4 | Y | Numerical values provided by author.
Solar PV |  | U.S. | Installed Costs - Non-Module Cost | Y | 3.8298 | $/WDC-STC | 2008 | 2008 | 2008 | Average - capacity-weighted | 13097 | Real data from up to 27 state or utility incentive programs in up to 16 states | Historical | Tracking the Sun II: The Installed Costs of Photovoltaics in the U.S. from 1998-2008 | Lawrence Berkeley National Laboratory | http://eetd.lbl.gov/EA/emp/reports/lbnl-2674e.pdf | Y | 2009 | 12 | 14 | Figure 6 | Y | Numerical values provided by author.
Solar PV |  | NY | Installed Costs - Total | N | 3.8318 | $/WDC-STC | 2008 | 2008 | 2008 | Average - simple | 55 | NYSERDA | Historical | Tracking the Sun II: The Installed Costs of Photovoltaics in the U.S. from 1998-2008 | Lawrence Berkeley National Laboratory | http://eetd.lbl.gov/EA/emp/reports/lbnl-2674e.pdf | Y | 2009 | 31 | 33 | Figure 24 | Y | Numerical values provided by author.
Solar PV |  | U.S. | Installed Costs - Total | Y | 3.8747 | $/WDC-STC | 1998 | 2008 | 1998 | Standard deviation | 39 | Real data from up to 27 state or utility incentive programs in up to 16 states | Historical | Tracking the Sun II: The Installed Costs of Photovoltaics in the U.S. from 1998-2008 | Lawrence Berkeley National Laboratory | http://eetd.lbl.gov/EA/emp/reports/lbnl-2674e.pdf | Y | 2009 | 10 | 12 | Figure 4 | Y | Numerical values provided by author.
Solar PV |  | PA | Incentive - after-tax |  | 3.8806 | $/WDC-STC | 2008 | 2008 | 2008 | Average - simple | 11 | SDF Solar PV Grant Program | Historical | Tracking the Sun II: The Installed Costs of Photovoltaics in the U.S. from 1998-2008 | Lawrence Berkeley National Laboratory | http://eetd.lbl.gov/EA/emp/reports/lbnl-2674e.pdf | Y | 2009 | 31 | 33 | Figure 23 | Y | Numerical values provided by author.
Solar PV |  | U.S. | Installed Costs - Module Cost | Y | 3.89 | $/WDC-STC | 2002 | 2008 | 2002 | Average - capacity-weighted | 2489 | Global Module Price Index | Historical | Tracking the Sun II: The Installed Costs of Photovoltaics in the U.S. from 1998-2008 | Lawrence Berkeley National Laboratory | http://eetd.lbl.gov/EA/emp/reports/lbnl-2674e.pdf | Y | 2009 | 12 | 14 | Figure 6 | Y | Numerical values provided by author.
Solar PV | Systems > 100 kW | U.S. | Installed Costs - Module Cost | Y | 3.9 | $/WDC-STC | 2008 | 2008 | 2008 | Average - simple | 172 | Real data from up to 27 state or utility incentive programs in up to 16 states | Historical | Tracking the Sun II: The Installed Costs of Photovoltaics in the U.S. from 1998-2008 | Lawrence Berkeley National Laboratory | http://eetd.lbl.gov/EA/emp/reports/lbnl-2674e.pdf | Y | 2009 | 17 | 19 | Figure 12 | Y
Solar PV |  | NY | Incentive - after-tax |  | 3.941 | $/WDC-STC | 2008 | 2008 | 2008 | Average - simple | 346 | NYSERDA | Historical | Tracking the Sun II: The Installed Costs of Photovoltaics in the U.S. from 1998-2008 | Lawrence Berkeley National Laboratory | http://eetd.lbl.gov/EA/emp/reports/lbnl-2674e.pdf | Y | 2009 | 31 | 33 | Figure 23 | Y | Numerical values provided by author.
Solar PV | Commercial: Systems ≥ 10 kW | U.S. | Installed Costs - Total | N | 4.0169 | $/WDC-STC | 2007 | 2008 | 2007 | Average - simple | 1144 | Real data from up to 27 state or utility incentive programs in up to 16 states | Historical | Tracking the Sun II: The Installed Costs of Photovoltaics in the U.S. from 1998-2008 | Lawrence Berkeley National Laboratory | http://eetd.lbl.gov/EA/emp/reports/lbnl-2674e.pdf | Y | 2009 | 29 | 31 | Figure 22 | Y | Numerical values provided by author.
Solar PV |  | U.S. | Installed Costs - Module Cost | Y | 4.02 | $/WDC-STC | 2005 | 2008 | 2005 | Average - capacity-weighted | 5193 | Global Module Price Index | Historical | Tracking the Sun II: The Installed Costs of Photovoltaics in the U.S. from 1998-2008 | Lawrence Berkeley National Laboratory | http://eetd.lbl.gov/EA/emp/reports/lbnl-2674e.pdf | Y | 2009 | 12 | 14 | Figure 6 | Y | Numerical values provided by author.
Solar PV |  | CT | Installed Costs - Total | N | 4.0292 | $/WDC-STC | 2008 | 2008 | 2008 | Average - simple | 267 | CCEF Onsite Renewable DG Program; CCEF Solar PV Program | Historical | Tracking the Sun II: The Installed Costs of Photovoltaics in the U.S. from 1998-2008 | Lawrence Berkeley National Laboratory | http://eetd.lbl.gov/EA/emp/reports/lbnl-2674e.pdf | Y | 2009 | 31 | 33 | Figure 23 | Y | Numerical values provided by author.
Solar PV |  | NJ | Installed Costs - Total | N | 4.0446 | $/WDC-STC | 2008 | 2008 | 2008 | Average - simple | 683 | NJCEP Customer Onsite Renewable Energy Program; NJCEP Solar Renewable Energy Credit Program | Historical | Tracking the Sun II: The Installed Costs of Photovoltaics in the U.S. from 1998-2008 | Lawrence Berkeley National Laboratory | http://eetd.lbl.gov/EA/emp/reports/lbnl-2674e.pdf | Y | 2009 | 31 | 33 | Figure 23 | Y | Numerical values provided by author.
Solar PV |  | MA | Installed Costs - Total | N | 4.0962 | $/WDC-STC | 2008 | 2008 | 2008 | Average - simple | 276 | MTC Small Renewables Initiative | Historical | Tracking the Sun II: The Installed Costs of Photovoltaics in the U.S. from 1998-2008 | Lawrence Berkeley National Laboratory | http://eetd.lbl.gov/EA/emp/reports/lbnl-2674e.pdf | Y | 2009 | 31 | 33 | Figure 23 | Y | Numerical values provided by author.
Solar PV | Residential: Systems < 10 kW | U.S. | Incentive - after-tax |  | 4.1261 | $/WDC-STC | 2003 | 2008 | 2003 | Average - simple | 3137 | Real data from up to 27 state or utility incentive programs in up to 16 states | Historical | Tracking the Sun II: The Installed Costs of Photovoltaics in the U.S. from 1998-2008 | Lawrence Berkeley National Laboratory | http://eetd.lbl.gov/EA/emp/reports/lbnl-2674e.pdf | Y | 2009 | 29 | 31 | Figure 21 | Y | Numerical values provided by author.
Solar PV |  | U.S. | Installed Costs - Module Cost | Y | 4.13 | $/WDC-STC | 2007 | 2008 | 2007 | Average - capacity-weighted | 12103 | Global Module Price Index | Historical | Tracking the Sun II: The Installed Costs of Photovoltaics in the U.S. from 1998-2008 | Lawrence Berkeley National Laboratory | http://eetd.lbl.gov/EA/emp/reports/lbnl-2674e.pdf | Y | 2009 | 12 | 14 | Figure 6 | Y | Numerical values provided by author.
Solar PV |  | U.S. | Installed Costs - Module Cost | Y | 4.16 | $/WDC-STC | 2006 | 2008 | 2006 | Average - capacity-weighted | 8677 | Global Module Price Index | Historical | Tracking the Sun II: The Installed Costs of Photovoltaics in the U.S. from 1998-2008 | Lawrence Berkeley National Laboratory | http://eetd.lbl.gov/EA/emp/reports/lbnl-2674e.pdf | Y | 2009 | 12 | 14 | Figure 6 | Y | Numerical values provided by author.
Solar PV |  | CT | Incentive - after-tax |  | 4.1932 | $/WDC-STC | 2008 | 2008 | 2008 | Average - simple | 267 | CCEF Onsite Renewable DG Program; CCEF Solar PV Program | Historical | Tracking the Sun II: The Installed Costs of Photovoltaics in the U.S. from 1998-2008 | Lawrence Berkeley National Laboratory | http://eetd.lbl.gov/EA/emp/reports/lbnl-2674e.pdf | Y | 2009 | 31 | 33 | Figure 23 | Y | Numerical values provided by author.
Solar PV | Commercial: Systems ≥ 10 kW | U.S. | Installed Costs - Total | N | 4.2 | $/WDC-STC | 2008 | 2008 | 2008 | Average - simple | Unspecified | Real data from up to 27 state or utility incentive programs in up to 16 states | Historical | Tracking the Sun II: The Installed Costs of Photovoltaics in the U.S. from 1998-2008 | Lawrence Berkeley National Laboratory | http://eetd.lbl.gov/EA/emp/reports/lbnl-2674e.pdf | Y | 2009 | 3 | 5 |  | Y | Assume simple average
Solar PV | Commercial: Systems ≥ 10 kW | U.S. | Installed Costs - Total | N | 4.2124 | $/WDC-STC | 2008 | 2008 | 2008 | Average - simple | 1294 | Real data from up to 27 state or utility incentive programs in up to 16 states | Historical | Tracking the Sun II: The Installed Costs of Photovoltaics in the U.S. from 1998-2008 | Lawrence Berkeley National Laboratory | http://eetd.lbl.gov/EA/emp/reports/lbnl-2674e.pdf | Y | 2009 | 29 | 31 | Figure 22 | Y | Numerical values provided by author.
Solar PV |  | U.S. | Installed Costs - Module Cost | Y | 4.25 | $/WDC-STC | 2001 | 2008 | 2001 | Average - capacity-weighted | 1308 | Global Module Price Index | Historical | Tracking the Sun II: The Installed Costs of Photovoltaics in the U.S. from 1998-2008 | Lawrence Berkeley National Laboratory | http://eetd.lbl.gov/EA/emp/reports/lbnl-2674e.pdf | Y | 2009 | 12 | 14 | Figure 6 | Y | Numerical values provided by author.
Solar PV |  | NJ | Incentive - after-tax |  | 4.2901 | $/WDC-STC | 2008 | 2008 | 2008 | Average - simple | 683 | NJCEP Customer Onsite Renewable Energy Program; NJCEP Solar Renewable Energy Credit Program | Historical | Tracking the Sun II: The Installed Costs of Photovoltaics in the U.S. from 1998-2008 | Lawrence Berkeley National Laboratory | http://eetd.lbl.gov/EA/emp/reports/lbnl-2674e.pdf | Y | 2009 | 31 | 33 | Figure 23 | Y | Numerical values provided by author.
Solar PV | Systems ≥ 2 MW | CA | Installed Costs - Total | Y | 4.3 | $/WDC-STC | 2008 | 2008 | 2008 | Average - simple | 1 | Real data from city | Historical | Tracking the Sun II: The Installed Costs of Photovoltaics in the U.S. from 1998-2008 | Lawrence Berkeley National Laboratory | http://eetd.lbl.gov/EA/emp/reports/lbnl-2674e.pdf | Y | 2009 | 16 | 18 | Table 3 | Y | Fontana, CA
Solar PV | Residential: Systems < 10 kW | U.S. | Incentive - after-tax |  | 4.3493 | $/WDC-STC | 2001 | 2008 | 2001 | Average - simple | 1266 | Real data from up to 27 state or utility incentive programs in up to 16 states | Historical | Tracking the Sun II: The Installed Costs of Photovoltaics in the U.S. from 1998-2008 | Lawrence Berkeley National Laboratory | http://eetd.lbl.gov/EA/emp/reports/lbnl-2674e.pdf | Y | 2009 | 29 | 31 | Figure 21 | Y | Numerical values provided by author.
Solar PV |  | CA | Installed Costs - Total | N | 4.3775 | $/WDC-STC | 2008 | 2008 | 2008 | Average - simple | 876 | Anaheim Solar Advantage Program; CEC Emerging Renewables Program; CEC New Home Solar Partnership; CPUC California Solar Initiative; CPUC Self-Generation Incentive Program; LADWP Solar Incentive Program; Lompoc PV Rebate Program; SMUD Residential Retrofit and Commercial PV Buydown Programs | Historical | Tracking the Sun II: The Installed Costs of Photovoltaics in the U.S. from 1998-2008 | Lawrence Berkeley National Laboratory | http://eetd.lbl.gov/EA/emp/reports/lbnl-2674e.pdf | Y | 2009 | 31 | 33 | Figure 24 | Y | Numerical values provided by author.
Solar PV |  | U.S. | Installed Costs - Non-Module Cost | Y | 4.4674 | $/WDC-STC | 2004 | 2008 | 2004 | Average - capacity-weighted | 5527 | Real data from up to 27 state or utility incentive programs in up to 16 states | Historical | Tracking the Sun II: The Installed Costs of Photovoltaics in the U.S. from 1998-2008 | Lawrence Berkeley National Laboratory | http://eetd.lbl.gov/EA/emp/reports/lbnl-2674e.pdf | Y | 2009 | 12 | 14 | Figure 6 | Y | Numerical values provided by author.
Solar PV | 10 kW < Systems ≤ 100 kW | U.S. | Installed Costs - Module Cost | Y | 4.5 | $/WDC-STC | 2008 | 2008 | 2008 | Average - simple | 172 | Real data from up to 27 state or utility incentive programs in up to 16 states | Historical | Tracking the Sun II: The Installed Costs of Photovoltaics in the U.S. from 1998-2008 | Lawrence Berkeley National Laboratory | http://eetd.lbl.gov/EA/emp/reports/lbnl-2674e.pdf | Y | 2009 | 17 | 19 | Figure 12 | Y
Solar PV | Residential: Systems < 10 kW | U.S. | Incentive - after-tax |  | 4.5079 | $/WDC-STC | 2002 | 2008 | 2002 | Average - simple | 2303 | Real data from up to 27 state or utility incentive programs in up to 16 states | Historical | Tracking the Sun II: The Installed Costs of Photovoltaics in the U.S. from 1998-2008 | Lawrence Berkeley National Laboratory | http://eetd.lbl.gov/EA/emp/reports/lbnl-2674e.pdf | Y | 2009 | 29 | 31 | Figure 21 | Y | Numerical values provided by author.
Solar PV |  | OR | Installed Costs - Total | N | 4.5457 | $/WDC-STC | 2008 | 2008 | 2008 | Average - simple | 148 | ETO Solar Electric Program | Historical | Tracking the Sun II: The Installed Costs of Photovoltaics in the U.S. from 1998-2008 | Lawrence Berkeley National Laboratory | http://eetd.lbl.gov/EA/emp/reports/lbnl-2674e.pdf | Y | 2009 | 31 | 33 | Figure 23 | Y | Numerical values provided by author.
Solar PV | Systems ≤ 10 kW | U.S. | Installed Costs - Module Cost | Y | 4.6 | $/WDC-STC | 2008 | 2008 | 2008 | Average - simple | 172 | Real data from up to 27 state or utility incentive programs in up to 16 states | Historical | Tracking the Sun II: The Installed Costs of Photovoltaics in the U.S. from 1998-2008 | Lawrence Berkeley National Laboratory | http://eetd.lbl.gov/EA/emp/reports/lbnl-2674e.pdf | Y | 2009 | 17 | 19 | Figure 12 | Y
Solar PV | Residential: Systems < 10 kW | U.S. | Installed Costs - Total | N | 4.6594 | $/WDC-STC | 2004 | 2008 | 2004 | Average - simple | 4905 | Real data from up to 27 state or utility incentive programs in up to 16 states | Historical | Tracking the Sun II: The Installed Costs of Photovoltaics in the U.S. from 1998-2008 | Lawrence Berkeley National Laboratory | http://eetd.lbl.gov/EA/emp/reports/lbnl-2674e.pdf | Y | 2009 | 29 | 31 | Figure 21 | Y | Numerical values provided by author.
Solar PV | Residential: Systems < 10 kW | U.S. | Installed Costs - Total | N | 4.6921 | $/WDC-STC | 2003 | 2008 | 2003 | Average - simple | 3137 | Real data from up to 27 state or utility incentive programs in up to 16 states | Historical | Tracking the Sun II: The Installed Costs of Photovoltaics in the U.S. from 1998-2008 | Lawrence Berkeley National Laboratory | http://eetd.lbl.gov/EA/emp/reports/lbnl-2674e.pdf | Y | 2009 | 29 | 31 | Figure 21 | Y | Numerical values provided by author.
Solar PV | Residential: Systems < 10 kW | U.S. | Installed Costs - Total | N | 4.7111 | $/WDC-STC | 2006 | 2008 | 2006 | Average - simple | 7613 | Real data from up to 27 state or utility incentive programs in up to 16 states | Historical | Tracking the Sun II: The Installed Costs of Photovoltaics in the U.S. from 1998-2008 | Lawrence Berkeley National Laboratory | http://eetd.lbl.gov/EA/emp/reports/lbnl-2674e.pdf | Y | 2009 | 29 | 31 | Figure 21 | Y | Numerical values provided by author.
Solar PV |  | U.S. | Installed Costs - Non-Module Cost | Y | 4.7398 | $/WDC-STC | 2003 | 2008 | 2003 | Average - capacity-weighted | 3526 | Real data from up to 27 state or utility incentive programs in up to 16 states | Historical | Tracking the Sun II: The Installed Costs of Photovoltaics in the U.S. from 1998-2008 | Lawrence Berkeley National Laboratory | http://eetd.lbl.gov/EA/emp/reports/lbnl-2674e.pdf | Y | 2009 | 12 | 14 | Figure 6 | Y | Numerical values provided by author.
Solar PV |  | U.S. | Installed Costs - Module Cost | Y | 4.74 | $/WDC-STC | 2000 | 2008 | 2000 | Average - capacity-weighted | 217 | Global Module Price Index | Historical | Tracking the Sun II: The Installed Costs of Photovoltaics in the U.S. from 1998-2008 | Lawrence Berkeley National Laboratory | http://eetd.lbl.gov/EA/emp/reports/lbnl-2674e.pdf | Y | 2009 | 12 | 14 | Figure 6 | Y | Numerical values provided by author.
Solar PV |  | U.S. | Installed Costs - Non-Module Cost | Y | 4.7454 | $/WDC-STC | 2000 | 2008 | 2000 | Average - capacity-weighted | 217 | Real data from up to 27 state or utility incentive programs in up to 16 states | Historical | Tracking the Sun II: The Installed Costs of Photovoltaics in the U.S. from 1998-2008 | Lawrence Berkeley National Laboratory | http://eetd.lbl.gov/EA/emp/reports/lbnl-2674e.pdf | Y | 2009 | 12 | 14 | Figure 6 | Y | Numerical values provided by author.
Solar PV | Residential: Systems < 10 kW | U.S. | Installed Costs - Total | N | 4.7492 | $/WDC-STC | 2005 | 2008 | 2005 | Average - simple | 4479 | Real data from up to 27 state or utility incentive programs in up to 16 states | Historical | Tracking the Sun II: The Installed Costs of Photovoltaics in the U.S. from 1998-2008 | Lawrence Berkeley National Laboratory | http://eetd.lbl.gov/EA/emp/reports/lbnl-2674e.pdf | Y | 2009 | 29 | 31 | Figure 21 | Y | Numerical values provided by author.
Solar PV | Commercial: Systems ≥ 10 kW | U.S. | Installed Costs - Total | N | 4.7769 | $/WDC-STC | 2005 | 2008 | 2005 | Average - simple | 666 | Real data from up to 27 state or utility incentive programs in up to 16 states | Historical | Tracking the Sun II: The Installed Costs of Photovoltaics in the U.S. from 1998-2008 | Lawrence Berkeley National Laboratory | http://eetd.lbl.gov/EA/emp/reports/lbnl-2674e.pdf | Y | 2009 | 29 | 31 | Figure 22 | Y | Numerical values provided by author.
Solar PV |  | PA | Installed Costs - Total | N | 4.7926 | $/WDC-STC | 2008 | 2008 | 2008 | Average - simple | 7 | SDF Solar PV Grant Program | Historical | Tracking the Sun II: The Installed Costs of Photovoltaics in the U.S. from 1998-2008 | Lawrence Berkeley National Laboratory | http://eetd.lbl.gov/EA/emp/reports/lbnl-2674e.pdf | Y | 2009 | 31 | 33 | Figure 24 | Y | Numerical values provided by author.
Solar PV |  | U.S. | Installed Costs - Module Cost | Y | 4.87 | $/WDC-STC | 1999 | 2008 | 1999 | Average - capacity-weighted | 180 | Global Module Price Index | Historical | Tracking the Sun II: The Installed Costs of Photovoltaics in the U.S. from 1998-2008 | Lawrence Berkeley National Laboratory | http://eetd.lbl.gov/EA/emp/reports/lbnl-2674e.pdf | Y | 2009 | 12 | 14 | Figure 6 | Y | Numerical values provided by author.
Solar PV | Commercial: Systems ≥ 10 kW | U.S. | Installed Costs - Total | N | 4.877 | $/WDC-STC | 2004 | 2008 | 2004 | Average - simple | 590 | Real data from up to 27 state or utility incentive programs in up to 16 states | Historical | Tracking the Sun II: The Installed Costs of Photovoltaics in the U.S. from 1998-2008 | Lawrence Berkeley National Laboratory | http://eetd.lbl.gov/EA/emp/reports/lbnl-2674e.pdf | Y | 2009 | 29 | 31 | Figure 22 | Y | Numerical values provided by author.
Solar PV | Commercial: Systems ≥ 10 kW | U.S. | Installed Costs - Total | N | 4.8839 | $/WDC-STC | 2003 | 2008 | 2003 | Average - simple | 374 | Real data from up to 27 state or utility incentive programs in up to 16 states | Historical | Tracking the Sun II: The Installed Costs of Photovoltaics in the U.S. from 1998-2008 | Lawrence Berkeley National Laboratory | http://eetd.lbl.gov/EA/emp/reports/lbnl-2674e.pdf | Y | 2009 | 29 | 31 | Figure 22 | Y | Numerical values provided by author.
Solar PV |  | PA | Installed Costs - Total | N | 4.9121 | $/WDC-STC | 2008 | 2008 | 2008 | Average - simple | 11 | SDF Solar PV Grant Program | Historical | Tracking the Sun II: The Installed Costs of Photovoltaics in the U.S. from 1998-2008 | Lawrence Berkeley National Laboratory | http://eetd.lbl.gov/EA/emp/reports/lbnl-2674e.pdf | Y | 2009 | 31 | 33 | Figure 23 | Y | Numerical values provided by author.
Solar PV | Residential: Systems < 10 kW | U.S. | Installed Costs - Total | Y | 4.9202 | $/WDC-STC | 2004 | 2008 | 2004 | Average - simple | 4905 | Real data from up to 27 state or utility incentive programs in up to 16 states | Historical | Tracking the Sun II: The Installed Costs of Photovoltaics in the U.S. from 1998-2008 | Lawrence Berkeley National Laboratory | http://eetd.lbl.gov/EA/emp/reports/lbnl-2674e.pdf | Y | 2009 | 29 | 31 | Figure 21 | Y | Numerical values provided by author.
Solar PV |  | U.S. | Installed Costs - Module Cost | Y | 4.94 | $/WDC-STC | 1998 | 2008 | 1998 | Average - capacity-weighted | 39 | Global Module Price Index | Historical | Tracking the Sun II: The Installed Costs of Photovoltaics in the U.S. from 1998-2008 | Lawrence Berkeley National Laboratory | http://eetd.lbl.gov/EA/emp/reports/lbnl-2674e.pdf | Y | 2009 | 12 | 14 | Figure 6 | Y | Numerical values provided by author.
Solar PV | Residential: Systems < 10 kW | U.S. | Installed Costs - Total | Y | 5.006 | $/WDC-STC | 2005 | 2008 | 2005 | Average - simple | 4479 | Real data from up to 27 state or utility incentive programs in up to 16 states | Historical | Tracking the Sun II: The Installed Costs of Photovoltaics in the U.S. from 1998-2008 | Lawrence Berkeley National Laboratory | http://eetd.lbl.gov/EA/emp/reports/lbnl-2674e.pdf | Y | 2009 | 29 | 31 | Figure 21 | Y | Numerical values provided by author.
Solar PV |  | OH | Installed Costs - Total | N | 5.0808 | $/WDC-STC | 2008 | 2008 | 2008 | Average - simple | 13 | ODOD Advanced Energy Fund Grants | Historical | Tracking the Sun II: The Installed Costs of Photovoltaics in the U.S. from 1998-2008 | Lawrence Berkeley National Laboratory | http://eetd.lbl.gov/EA/emp/reports/lbnl-2674e.pdf | Y | 2009 | 31 | 33 | Figure 23 | Y | Numerical values provided by author.
Solar PV |  | WI | Installed Costs - Total | N | 5.2257 | $/WDC-STC | 2008 | 2008 | 2008 | Average - simple | 61 | Focus on Energy Renewable Energy Cash-Back Rewards Program | Historical | Tracking the Sun II: The Installed Costs of Photovoltaics in the U.S. from 1998-2008 | Lawrence Berkeley National Laboratory | http://eetd.lbl.gov/EA/emp/reports/lbnl-2674e.pdf | Y | 2009 | 31 | 33 | Figure 24 | Y | Numerical values provided by author.
Solar PV | Residential: Systems < 10 kW | U.S. | Installed Costs - Total | Y | 5.2445 | $/WDC-STC | 2003 | 2008 | 2003 | Average - simple | 3137 | Real data from up to 27 state or utility incentive programs in up to 16 states | Historical | Tracking the Sun II: The Installed Costs of Photovoltaics in the U.S. from 1998-2008 | Lawrence Berkeley National Laboratory | http://eetd.lbl.gov/EA/emp/reports/lbnl-2674e.pdf | Y | 2009 | 29 | 31 | Figure 21 | Y | Numerical values provided by author.
Solar PV | Residential: Systems < 10 kW | U.S. | Installed Costs - Total | N | 5.3259 | $/WDC-STC | 2007 | 2008 | 2007 | Average - simple | 1087 | Real data from up to 27 state or utility incentive programs in up to 16 states | Historical | Tracking the Sun II: The Installed Costs of Photovoltaics in the U.S. from 1998-2008 | Lawrence Berkeley National Laboratory | http://eetd.lbl.gov/EA/emp/reports/lbnl-2674e.pdf | Y | 2009 | 29 | 31 | Figure 21 | Y | Numerical values provided by author.
Solar PV | Residential: Systems < 10 kW | U.S. | Installed Costs - Total | N | 5.3587 | $/WDC-STC | 2002 | 2008 | 2002 | Average - simple | 2303 | Real data from up to 27 state or utility incentive programs in up to 16 states | Historical | Tracking the Sun II: The Installed Costs of Photovoltaics in the U.S. from 1998-2008 | Lawrence Berkeley National Laboratory | http://eetd.lbl.gov/EA/emp/reports/lbnl-2674e.pdf | Y | 2009 | 29 | 31 | Figure 21 | Y | Numerical values provided by author.
Solar PV | Residential: Systems < 10 kW | U.S. | Installed Costs - Total | Y | 5.3622 | $/WDC-STC | 2006 | 2008 | 2006 | Average - simple | 7613 | Real data from up to 27 state or utility incentive programs in up to 16 states | Historical | Tracking the Sun II: The Installed Costs of Photovoltaics in the U.S. from 1998-2008 | Lawrence Berkeley National Laboratory | http://eetd.lbl.gov/EA/emp/reports/lbnl-2674e.pdf | Y | 2009 | 29 | 31 | Figure 21 | Y | Numerical values provided by author.
Solar PV |  | MD | Installed Costs - Total | N | 5.3632 | $/WDC-STC | 2008 | 2008 | 2008 | Average - simple | 6 | MEA Solar Energy Grant Program | Historical | Tracking the Sun II: The Installed Costs of Photovoltaics in the U.S. from 1998-2008 | Lawrence Berkeley National Laboratory | http://eetd.lbl.gov/EA/emp/reports/lbnl-2674e.pdf | Y | 2009 | 31 | 33 | Figure 24 | Y | Numerical values provided by author.
Solar PV | Residential: Systems < 10 kW | U.S. | Installed Costs - Total | N | 5.389 | $/WDC-STC | 2008 | 2008 | 2008 | Average - simple | 11518 | Real data from up to 27 state or utility incentive programs in up to 16 states | Historical | Tracking the Sun II: The Installed Costs of Photovoltaics in the U.S. from 1998-2008 | Lawrence Berkeley National Laboratory | http://eetd.lbl.gov/EA/emp/reports/lbnl-2674e.pdf | Y | 2009 | 29 | 31 | Figure 21 | Y | Numerical values provided by author.
Solar PV | Residential: Systems < 10 kW | U.S. | Installed Costs - Total | N | 5.4 | $/WDC-STC | 2008 | 2008 | 2008 | Average - simple | Unspecified | Real data from up to 27 state or utility incentive programs in up to 16 states | Historical | Tracking the Sun II: The Installed Costs of Photovoltaics in the U.S. from 1998-2008 | Lawrence Berkeley National Laboratory | http://eetd.lbl.gov/EA/emp/reports/lbnl-2674e.pdf | Y | 2009 | 3 | 5 |  | Y | Assume simple average
Solar PV |  | OH | Installed Costs - Total | N | 5.4678 | $/WDC-STC | 2008 | 2008 | 2008 | Average - simple | 7 | ODOD Advanced Energy Fund Grants | Historical | Tracking the Sun II: The Installed Costs of Photovoltaics in the U.S. from 1998-2008 | Lawrence Berkeley National Laboratory | http://eetd.lbl.gov/EA/emp/reports/lbnl-2674e.pdf | Y | 2009 | 31 | 33 | Figure 24 | Y | Numerical values provided by author.
Solar PV | Commercial: Systems ≥ 10 kW | U.S. | Installed Costs - Total | N | 5.5159 | $/WDC-STC | 2001 | 2008 | 2001 | Average - simple | 42 | Real data from up to 27 state or utility incentive programs in up to 16 states | Historical | Tracking the Sun II: The Installed Costs of Photovoltaics in the U.S. from 1998-2008 | Lawrence Berkeley National Laboratory | http://eetd.lbl.gov/EA/emp/reports/lbnl-2674e.pdf | Y | 2009 | 29 | 31 | Figure 22 | Y | Numerical values provided by author.
Solar PV |  | U.S. | Installed Costs - Non-Module Cost | Y | 5.5182 | $/WDC-STC | 2001 | 2008 | 2001 | Average - capacity-weighted | 1308 | Real data from up to 27 state or utility incentive programs in up to 16 states | Historical | Tracking the Sun II: The Installed Costs of Photovoltaics in the U.S. from 1998-2008 | Lawrence Berkeley National Laboratory | http://eetd.lbl.gov/EA/emp/reports/lbnl-2674e.pdf | Y | 2009 | 12 | 14 | Figure 6 | Y | Numerical values provided by author.
Solar PV | Residential: Systems < 10 kW | U.S. | Installed Costs - Total | N | 5.5264 | $/WDC-STC | 2001 | 2008 | 2001 | Average - simple | 1266 | Real data from up to 27 state or utility incentive programs in up to 16 states | Historical | Tracking the Sun II: The Installed Costs of Photovoltaics in the U.S. from 1998-2008 | Lawrence Berkeley National Laboratory | http://eetd.lbl.gov/EA/emp/reports/lbnl-2674e.pdf | Y | 2009 | 29 | 31 | Figure 21 | Y | Numerical values provided by author.
Solar PV |  | MN | Installed Costs - Total | N | 5.5711 | $/WDC-STC | 2008 | 2008 | 2008 | Average - simple | 8 | MSEO Solar Electric Rebate Program | Historical | Tracking the Sun II: The Installed Costs of Photovoltaics in the U.S. from 1998-2008 | Lawrence Berkeley National Laboratory | http://eetd.lbl.gov/EA/emp/reports/lbnl-2674e.pdf | Y | 2009 | 31 | 33 | Figure 24 | Y | Numerical values provided by author.
Solar PV | Systems ≥ 2 MW | AZ | Installed Costs - Total | Y | 5.6 | $/WDC-STC | 2002-2006 | 2008 | 2002-2006 | Average - simple | 1 | Real data from city | Historical | Tracking the Sun II: The Installed Costs of Photovoltaics in the U.S. from 1998-2008 | Lawrence Berkeley National Laboratory | http://eetd.lbl.gov/EA/emp/reports/lbnl-2674e.pdf | Y | 2009 | 16 | 18 | Table 3 | Y | Prescott Airport, AZ
Solar PV | Commercial: Systems ≥ 10 kW | U.S. | Installed Costs - Total | N | 5.6903 | $/WDC-STC | 2002 | 2008 | 2002 | Average - simple | 183 | Real data from up to 27 state or utility incentive programs in up to 16 states | Historical | Tracking the Sun II: The Installed Costs of Photovoltaics in the U.S. from 1998-2008 | Lawrence Berkeley National Laboratory | http://eetd.lbl.gov/EA/emp/reports/lbnl-2674e.pdf | Y | 2009 | 29 | 31 | Figure 22 | Y | Numerical values provided by author.
Solar PV |  | CA | Installed Costs - Total | N | 5.6937 | $/WDC-STC | 2008 | 2008 | 2008 | Average - simple | 8835 | Anaheim Solar Advantage Program; CEC Emerging Renewables Program; CEC New Home Solar Partnership; CPUC California Solar Initiative; CPUC Self-Generation Incentive Program; LADWP Solar Incentive Program; Lompoc PV Rebate Program; SMUD Residential Retrofit and Commercial PV Buydown Programs | Historical | Tracking the Sun II: The Installed Costs of Photovoltaics in the U.S. from 1998-2008 | Lawrence Berkeley National Laboratory | http://eetd.lbl.gov/EA/emp/reports/lbnl-2674e.pdf | Y | 2009 | 31 | 33 | Figure 23 | Y | Numerical values provided by author.
Solar PV |  | U.S. | Installed Costs - Non-Module Cost | Y | 5.7304 | $/WDC-STC | 1999 | 2008 | 1999 | Average - capacity-weighted | 180 | Real data from up to 27 state or utility incentive programs in up to 16 states | Historical | Tracking the Sun II: The Installed Costs of Photovoltaics in the U.S. from 1998-2008 | Lawrence Berkeley National Laboratory | http://eetd.lbl.gov/EA/emp/reports/lbnl-2674e.pdf | Y | 2009 | 12 | 14 | Figure 6 | Y | Numerical values provided by author.
Solar PV |  | VT | Installed Costs - Total | N | 5.7717 | $/WDC-STC | 2008 | 2008 | 2008 | Average - simple | 5 | RERC Small Scale Renewable Energy Incentive Program | Historical | Tracking the Sun II: The Installed Costs of Photovoltaics in the U.S. from 1998-2008 | Lawrence Berkeley National Laboratory | http://eetd.lbl.gov/EA/emp/reports/lbnl-2674e.pdf | Y | 2009 | 31 | 33 | Figure 24 | Y | Numerical values provided by author.
Solar PV | Commercial: Systems ≥ 10 kW | U.S. | Installed Costs - Total | Y | 5.7897 | $/WDC-STC | 2005 | 2008 | 2005 | Average - simple | 666 | Real data from up to 27 state or utility incentive programs in up to 16 states | Historical | Tracking the Sun II: The Installed Costs of Photovoltaics in the U.S. from 1998-2008 | Lawrence Berkeley National Laboratory | http://eetd.lbl.gov/EA/emp/reports/lbnl-2674e.pdf | Y | 2009 | 29 | 31 | Figure 22 | Y | Numerical values provided by author.
Solar PV |  | U.S. | Installed Costs - Non-Module Cost | Y | 5.8639 | $/WDC-STC | 2002 | 2008 | 2002 | Average - capacity-weighted | 2489 | Real data from up to 27 state or utility incentive programs in up to 16 states | Historical | Tracking the Sun II: The Installed Costs of Photovoltaics in the U.S. from 1998-2008 | Lawrence Berkeley National Laboratory | http://eetd.lbl.gov/EA/emp/reports/lbnl-2674e.pdf | Y | 2009 | 12 | 14 | Figure 6 | Y | Numerical values provided by author.
Solar PV |  | U.S. | Installed Costs - Non-Module Cost | Y | 5.9086 | $/WDC-STC | 1998 | 2008 | 1998 | Average - capacity-weighted | 39 | Real data from up to 27 state or utility incentive programs in up to 16 states | Historical | Tracking the Sun II: The Installed Costs of Photovoltaics in the U.S. from 1998-2008 | Lawrence Berkeley National Laboratory | http://eetd.lbl.gov/EA/emp/reports/lbnl-2674e.pdf | Y | 2009 | 12 | 14 | Figure 6 | Y | Numerical values provided by author.
Solar PV | Commercial: Systems ≥ 10 kW | U.S. | Installed Costs - Total | Y | 5.9272 | $/WDC-STC | 2004 | 2008 | 2004 | Average - simple | 590 | Real data from up to 27 state or utility incentive programs in up to 16 states | Historical | Tracking the Sun II: The Installed Costs of Photovoltaics in the U.S. from 1998-2008 | Lawrence Berkeley National Laboratory | http://eetd.lbl.gov/EA/emp/reports/lbnl-2674e.pdf | Y | 2009 | 29 | 31 | Figure 22 | Y | Numerical values provided by author.
Solar PV | Residential: Systems < 10 kW | U.S. | Installed Costs - Total | Y | 5.9403 | $/WDC-STC | 2007 | 2008 | 2007 | Average - simple | 1087 | Real data from up to 27 state or utility incentive programs in up to 16 states | Historical | Tracking the Sun II: The Installed Costs of Photovoltaics in the U.S. from 1998-2008 | Lawrence Berkeley National Laboratory | http://eetd.lbl.gov/EA/emp/reports/lbnl-2674e.pdf | Y | 2009 | 29 | 31 | Figure 21 | Y | Numerical values provided by author.
Solar PV | Residential: Systems < 10 kW | U.S. | Installed Costs - Total | Y | 5.9641 | $/WDC-STC | 2008 | 2008 | 2008 | Average - simple | 11518 | Real data from up to 27 state or utility incentive programs in up to 16 states | Historical | Tracking the Sun II: The Installed Costs of Photovoltaics in the U.S. from 1998-2008 | Lawrence Berkeley National Laboratory | http://eetd.lbl.gov/EA/emp/reports/lbnl-2674e.pdf | Y | 2009 | 29 | 31 | Figure 21 | Y | Numerical values provided by author.
Solar PV |  | NV | Installed Costs - Total | N | 5.9703 | $/WDC-STC | 2008 | 2008 | 2008 | Average - simple | 139 | NPC/SPPC RenewableGenerations Rebate Program | Historical | Tracking the Sun II: The Installed Costs of Photovoltaics in the U.S. from 1998-2008 | Lawrence Berkeley National Laboratory | http://eetd.lbl.gov/EA/emp/reports/lbnl-2674e.pdf | Y | 2009 | 31 | 33 | Figure 23 | Y | Numerical values provided by author.
Solar PV | Residential: Systems < 10 kW | U.S. | Installed Costs - Total | Y | 5.9841 | $/WDC-STC | 2002 | 2008 | 2002 | Average - simple | 2303 | Real data from up to 27 state or utility incentive programs in up to 16 states | Historical | Tracking the Sun II: The Installed Costs of Photovoltaics in the U.S. from 1998-2008 | Lawrence Berkeley National Laboratory | http://eetd.lbl.gov/EA/emp/reports/lbnl-2674e.pdf | Y | 2009 | 29 | 31 | Figure 21 | Y | Numerical values provided by author.
Solar PV | Commercial: Systems ≥ 10 kW | U.S. | Installed Costs - Total | Y | 5.9852 | $/WDC-STC | 2006 | 2008 | 2006 | Average - simple | 984 | Real data from up to 27 state or utility incentive programs in up to 16 states | Historical | Tracking the Sun II: The Installed Costs of Photovoltaics in the U.S. from 1998-2008 | Lawrence Berkeley National Laboratory | http://eetd.lbl.gov/EA/emp/reports/lbnl-2674e.pdf | Y | 2009 | 29 | 31 | Figure 22 | Y | Numerical values provided by author.
Solar PV | Systems > 100 kW; projects approved for construction in 2009 through 9/15/2009 | CA | Installed Costs - Total | Y | 6.1 | $/WDC-STC | 2009 | 2008 | 2009 | Average - simple | Unspecified | CPUC California Solar Initiative | Historical | Tracking the Sun II: The Installed Costs of Photovoltaics in the U.S. from 1998-2008 | Lawrence Berkeley National Laboratory | http://eetd.lbl.gov/EA/emp/reports/lbnl-2674e.pdf | Y | 2009 | 11 | 13 | Figure 5 | Y | Numerical values provided by author.
Solar PV | Commercial: Systems ≥ 10 kW | U.S. | Installed Costs - Total | Y | 6.1569 | $/WDC-STC | 2003 | 2008 | 2003 | Average - simple | 374 | Real data from up to 27 state or utility incentive programs in up to 16 states | Historical | Tracking the Sun II: The Installed Costs of Photovoltaics in the U.S. from 1998-2008 | Lawrence Berkeley National Laboratory | http://eetd.lbl.gov/EA/emp/reports/lbnl-2674e.pdf | Y | 2009 | 29 | 31 | Figure 22 | Y | Numerical values provided by author.
Solar PV | Residential: Systems < 10 kW | U.S. | Installed Costs - Total | Y | 6.1697 | $/WDC-STC | 2001 | 2008 | 2001 | Average - simple | 1266 | Real data from up to 27 state or utility incentive programs in up to 16 states | Historical | Tracking the Sun II: The Installed Costs of Photovoltaics in the U.S. from 1998-2008 | Lawrence Berkeley National Laboratory | http://eetd.lbl.gov/EA/emp/reports/lbnl-2674e.pdf | Y | 2009 | 29 | 31 | Figure 21 | Y | Numerical values provided by author.
Solar PV | Systems ≥ 2 MW | AZ | Installed Costs - Total | Y | 6.2 | $/WDC-STC | 2001-2004 | 2008 | 2001-2004 | Average - simple | 1 | Real data from city | Historical | Tracking the Sun II: The Installed Costs of Photovoltaics in the U.S. from 1998-2008 | Lawrence Berkeley National Laboratory | http://eetd.lbl.gov/EA/emp/reports/lbnl-2674e.pdf | Y | 2009 | 16 | 18 | Table 3 | Y | Springerville, AZ
Solar PV | Commercial: Systems ≥ 10 kW | U.S. | Installed Costs - Total | N | 6.3535 | $/WDC-STC | 2000 | 2008 | 2000 | Average - simple | 14 | Real data from up to 27 state or utility incentive programs in up to 16 states | Historical | Tracking the Sun II: The Installed Costs of Photovoltaics in the U.S. from 1998-2008 | Lawrence Berkeley National Laboratory | http://eetd.lbl.gov/EA/emp/reports/lbnl-2674e.pdf | Y | 2009 | 29 | 31 | Figure 22 | Y | Numerical values provided by author.
Solar PV | 10 kW < Systems ≤ 100 kW; Thin Film; Rack-Mounted | U.S. | Installed Costs - Total | Y | 6.4 | $/WDC-STC | 2008 | 2008 | 2008 | Average - simple | 16 | Real data from up to 27 state or utility incentive programs in up to 16 states | Historical | Tracking the Sun II: The Installed Costs of Photovoltaics in the U.S. from 1998-2008 | Lawrence Berkeley National Laboratory | http://eetd.lbl.gov/EA/emp/reports/lbnl-2674e.pdf | Y | 2009 | 22 | 24 | Figure 17 | Y
Solar PV | 500 kW ≤ Systems ≤ 750 kW | U.S. | Installed Costs - Total | Y | 6.5 | $/WDC-STC | 2008 | 2008 | 2008 | Average - simple | Unspecified | Real data from up to 27 state or utility incentive programs in up to 16 states | Historical | Tracking the Sun II: The Installed Costs of Photovoltaics in the U.S. from 1998-2008 | Lawrence Berkeley National Laboratory | http://eetd.lbl.gov/EA/emp/reports/lbnl-2674e.pdf | Y | 2009 | 2 | 4 |  | Y | Assume simple average
Solar PV | Systems > 100 kW; projects approved for construction in 2009 through 8/31/2009 | NJ | Installed Costs - Total | Y | 6.5 | $/WDC-STC | 2009 | 2008 | 2009 | Average - simple | Unspecified | CORE Program; SREC-Only Pilot; Renewable Incentive Program; SREC Registration Program | Historical | Tracking the Sun II: The Installed Costs of Photovoltaics in the U.S. from 1998-2008 | Lawrence Berkeley National Laboratory | http://eetd.lbl.gov/EA/emp/reports/lbnl-2674e.pdf | Y | 2009 | 11 | 13 | Figure 5 | Y | Numerical values provided by author.
Solar PV | Systems ≥ 2 MW | CA | Installed Costs - Total | Y | 6.5 | $/WDC-STC | 2008 | 2008 | 2008 | Average - simple | 1 | Real data from city | Historical | Tracking the Sun II: The Installed Costs of Photovoltaics in the U.S. from 1998-2008 | Lawrence Berkeley National Laboratory | http://eetd.lbl.gov/EA/emp/reports/lbnl-2674e.pdf | Y | 2009 | 16 | 18 | Table 3 | Y | Riverside, CA
Solar PV | Systems ≥ 2 MW | CO | Installed Costs - Total | Y | 6.5 | $/WDC-STC | 2007 | 2008 | 2007 | Average - simple | 1 | Real data from city | Historical | Tracking the Sun II: The Installed Costs of Photovoltaics in the U.S. from 1998-2008 | Lawrence Berkeley National Laboratory | http://eetd.lbl.gov/EA/emp/reports/lbnl-2674e.pdf | Y | 2009 | 16 | 18 | Table 3 | Y | Fort Carson, CO
Solar PV | 500 kW < Systems ≤ 750 kW | U.S. | Installed Costs - Total | Y | 6.5417 | $/WDC-STC | 2008 | 2008 | 2008 | Average - simple | 34 | Real data from up to 27 state or utility incentive programs in up to 16 states | Historical | Tracking the Sun II: The Installed Costs of Photovoltaics in the U.S. from 1998-2008 | Lawrence Berkeley National Laboratory | http://eetd.lbl.gov/EA/emp/reports/lbnl-2674e.pdf | Y | 2009 | 15 | 17 | Figure 10 | Y | Numerical values provided by author.
Solar PV | Systems > 500 kW | U.S. | Installed Costs - Total | Y | 6.5709 | $/WDC-STC | 2005 | 2008 | 2005 | Average - simple | Unspecified | Real data from up to 27 state or utility incentive programs in up to 16 states | Historical | Tracking the Sun II: The Installed Costs of Photovoltaics in the U.S. from 1998-2008 | Lawrence Berkeley National Laboratory | http://eetd.lbl.gov/EA/emp/reports/lbnl-2674e.pdf | Y | 2009 | 13 | 15 | Figure 7 | Y | Numerical values provided by author.
Solar PV | Commercial: Systems ≥ 10 kW | U.S. | Installed Costs - Total | Y | 6.5812 | $/WDC-STC | 2007 | 2008 | 2007 | Average - simple | 1144 | Real data from up to 27 state or utility incentive programs in up to 16 states | Historical | Tracking the Sun II: The Installed Costs of Photovoltaics in the U.S. from 1998-2008 | Lawrence Berkeley National Laboratory | http://eetd.lbl.gov/EA/emp/reports/lbnl-2674e.pdf | Y | 2009 | 29 | 31 | Figure 22 | Y | Numerical values provided by author.
Solar PV |  | MN | Installed Costs - Total | N | 6.6106 | $/WDC-STC | 2008 | 2008 | 2008 | Average - simple | 27 | MSEO Solar Electric Rebate Program | Historical | Tracking the Sun II: The Installed Costs of Photovoltaics in the U.S. from 1998-2008 | Lawrence Berkeley National Laboratory | http://eetd.lbl.gov/EA/emp/reports/lbnl-2674e.pdf | Y | 2009 | 31 | 33 | Figure 23 | Y | Numerical values provided by author.
Solar PV | 100 kW < Systems ≤ 500 kW | U.S. | Installed Costs - Total | Y | 6.6145 | $/WDC-STC | 2001 | 2008 | 2001 | Average - simple | Unspecified | Real data from up to 27 state or utility incentive programs in up to 16 states | Historical | Tracking the Sun II: The Installed Costs of Photovoltaics in the U.S. from 1998-2008 | Lawrence Berkeley National Laboratory | http://eetd.lbl.gov/EA/emp/reports/lbnl-2674e.pdf | Y | 2009 | 13 | 15 | Figure 7 | Y | Numerical values provided by author.
Solar PV |  | WI | Installed Costs - Total | N | 6.6441 | $/WDC-STC | 2008 | 2008 | 2008 | Average - simple | 84 | Focus on Energy Renewable Energy Cash-Back Rewards Program | Historical | Tracking the Sun II: The Installed Costs of Photovoltaics in the U.S. from 1998-2008 | Lawrence Berkeley National Laboratory | http://eetd.lbl.gov/EA/emp/reports/lbnl-2674e.pdf | Y | 2009 | 31 | 33 | Figure 23 | Y | Numerical values provided by author.
Solar PV |  | MD | Installed Costs - Total | N | 6.6744 | $/WDC-STC | 2008 | 2008 | 2008 | Average - simple | 121 | MEA Solar Energy Grant Program | Historical | Tracking the Sun II: The Installed Costs of Photovoltaics in the U.S. from 1998-2008 | Lawrence Berkeley National Laboratory | http://eetd.lbl.gov/EA/emp/reports/lbnl-2674e.pdf | Y | 2009 | 31 | 33 | Figure 23 | Y | Numerical values provided by author.
Solar PV | Systems > 100 kW; Thin Film; Rack-Mounted | U.S. | Installed Costs - Total | Y | 6.7 | $/WDC-STC | 2008 | 2008 | 2008 | Average - simple | 6 | Real data from up to 27 state or utility incentive programs in up to 16 states | Historical | Tracking the Sun II: The Installed Costs of Photovoltaics in the U.S. from 1998-2008 | Lawrence Berkeley National Laboratory | http://eetd.lbl.gov/EA/emp/reports/lbnl-2674e.pdf | Y | 2009 | 22 | 24 | Figure 17 | Y
Solar PV | Projects approved for construction in 2009 through 9/15/2009 | CA | Installed Costs - Total | Y | 6.7 | $/WDC-STC | 2009 | 2008 | 2009 | Average - capacity-weighted | Unspecified | CPUC California Solar Initiative | Historical | Tracking the Sun II: The Installed Costs of Photovoltaics in the U.S. from 1998-2008 | Lawrence Berkeley National Laboratory | http://eetd.lbl.gov/EA/emp/reports/lbnl-2674e.pdf | Y | 2009 | 11 | 13 | Figure 5 | Y | Numerical values provided by author.
Solar PV | Systems ≥ 2 MW | PA | Installed Costs - Total | Y | 6.7 | $/WDC-STC | 2008 | 2008 | 2008 | Average - simple | 1 | Real data from city | Historical | Tracking the Sun II: The Installed Costs of Photovoltaics in the U.S. from 1998-2008 | Lawrence Berkeley National Laboratory | http://eetd.lbl.gov/EA/emp/reports/lbnl-2674e.pdf | Y | 2009 | 16 | 18 | Table 3 | Y | Fairless Hills, PA
Solar PV |  | AZ | Installed Costs - Total | Y | 6.8 | $/WDC-STC | 2008 | 2008 | 2008 | Average - capacity-weighted | 477 | APS Solar and Renewable Incentive Program & SRP EarthWise Solar Energy Program | Historical | Tracking the Sun II: The Installed Costs of Photovoltaics in the U.S. from 1998-2008 | Lawrence Berkeley National Laboratory | http://eetd.lbl.gov/EA/emp/reports/lbnl-2674e.pdf | Y | 2009 | 19 | 21 | Table 4 | Y
Solar PV | 10 kW ≤ Systems ≤ 100 kW | AZ | Installed Costs - Total | Y | 6.8 | $/WDC-STC | 2008 | 2008 | 2008 | Average - simple | 42 | APS Solar and Renewable Incentive Program & SRP EarthWise Solar Energy Program | Historical | Tracking the Sun II: The Installed Costs of Photovoltaics in the U.S. from 1998-2008 | Lawrence Berkeley National Laboratory | http://eetd.lbl.gov/EA/emp/reports/lbnl-2674e.pdf | Y | 2009 | 19 | 21 | Table 4 | Y
Solar PV | Systems > 500 kW | CA | Installed Costs - Total | Y | 6.8 | $/WDC-STC | 2008 | 2008 | 2008 | Average - simple | 55 | Anaheim Solar Advantage Program; CEC Emerging Renewables Program; CEC New Home Solar Partnership; CPUC California Solar Initiative; CPUC Self-Generation Incentive Program; LADWP Solar Incentive Program; Lompoc PV Rebate Program; SMUD Residential Retrofit and Commercial PV Buydown Programs | Historical | Tracking the Sun II: The Installed Costs of Photovoltaics in the U.S. from 1998-2008 | Lawrence Berkeley National Laboratory | http://eetd.lbl.gov/EA/emp/reports/lbnl-2674e.pdf | Y | 2009 | 19 | 21 | Table 4 | Y
Solar PV | Systems > 500 kW | U.S. | Installed Costs - Total | Y | 6.8112 | $/WDC-STC | 2008 | 2008 | 2008 | Average - simple | Unspecified | Real data from up to 27 state or utility incentive programs in up to 16 states | Historical | Tracking the Sun II: The Installed Costs of Photovoltaics in the U.S. from 1998-2008 | Lawrence Berkeley National Laboratory | http://eetd.lbl.gov/EA/emp/reports/lbnl-2674e.pdf | Y | 2009 | 13 | 15 | Figure 7 | Y | Numerical values provided by author.
Solar PV | Systems > 500 kW | U.S. | Installed Costs - Total | Y | 6.8243 | $/WDC-STC | 2007 | 2008 | 2007 | Average - simple | Unspecified | Real data from up to 27 state or utility incentive programs in up to 16 states | Historical | Tracking the Sun II: The Installed Costs of Photovoltaics in the U.S. from 1998-2008 | Lawrence Berkeley National Laboratory | http://eetd.lbl.gov/EA/emp/reports/lbnl-2674e.pdf | Y | 2009 | 13 | 15 | Figure 7 | Y | Numerical values provided by author.
Solar PV | 250 kW < Systems ≤ 500 kW | U.S. | Installed Costs - Total | Y | 6.8367 | $/WDC-STC | 2008 | 2008 | 2008 | Average - simple | 112 | Real data from up to 27 state or utility incentive programs in up to 16 states | Historical | Tracking the Sun II: The Installed Costs of Photovoltaics in the U.S. from 1998-2008 | Lawrence Berkeley National Laboratory | http://eetd.lbl.gov/EA/emp/reports/lbnl-2674e.pdf | Y | 2009 | 15 | 17 | Figure 10 | Y | Numerical values provided by author.
Solar PV | Commercial: Systems ≥ 10 kW | U.S. | Installed Costs - Total | Y | 6.8373 | $/WDC-STC | 2008 | 2008 | 2008 | Average - simple | 1294 | Real data from up to 27 state or utility incentive programs in up to 16 states | Historical | Tracking the Sun II: The Installed Costs of Photovoltaics in the U.S. from 1998-2008 | Lawrence Berkeley National Laboratory | http://eetd.lbl.gov/EA/emp/reports/lbnl-2674e.pdf | Y | 2009 | 29 | 31 | Figure 22 | Y | Numerical values provided by author.
Solar PV |  | VT | Installed Costs - Total | N | 6.8883 | $/WDC-STC | 2008 | 2008 | 2008 | Average - simple | 89 | RERC Small Scale Renewable Energy Incentive Program | Historical | Tracking the Sun II: The Installed Costs of Photovoltaics in the U.S. from 1998-2008 | Lawrence Berkeley National Laboratory | http://eetd.lbl.gov/EA/emp/reports/lbnl-2674e.pdf | Y | 2009 | 31 | 33 | Figure 23 | Y | Numerical values provided by author.
Solar PV | Projects approved for construction in 2009 through 8/31/2009 | NJ | Installed Costs - Total | Y | 6.9 | $/WDC-STC | 2009 | 2008 | 2009 | Average - capacity-weighted | Unspecified | CORE Program; SREC-Only Pilot; Renewable Incentive Program; SREC Registration Program | Historical | Tracking the Sun II: The Installed Costs of Photovoltaics in the U.S. from 1998-2008 | Lawrence Berkeley National Laboratory | http://eetd.lbl.gov/EA/emp/reports/lbnl-2674e.pdf | Y | 2009 | 11 | 13 | Figure 5 | Y | Numerical values provided by author.
Solar PV | Systems > 500 kW | NJ | Installed Costs - Total | Y | 6.9 | $/WDC-STC | 2008 | 2008 | 2008 | Average - simple | 9 | NJCEP Customer Onsite Renewable Energy Program; NJCEP Solar Renewable Energy Credit Program | Historical | Tracking the Sun II: The Installed Costs of Photovoltaics in the U.S. from 1998-2008 | Lawrence Berkeley National Laboratory | http://eetd.lbl.gov/EA/emp/reports/lbnl-2674e.pdf | Y | 2009 | 19 | 21 | Table 4 | Y
Solar PV | Systems > 500 kW | U.S. | Installed Costs - Total | Y | 6.9499 | $/WDC-STC | 2006 | 2008 | 2006 | Average - simple | Unspecified | Real data from up to 27 state or utility incentive programs in up to 16 states | Historical | Tracking the Sun II: The Installed Costs of Photovoltaics in the U.S. from 1998-2008 | Lawrence Berkeley National Laboratory | http://eetd.lbl.gov/EA/emp/reports/lbnl-2674e.pdf | Y | 2009 | 13 | 15 | Figure 7 | Y | Numerical values provided by author.
Solar PV | Commercial: Systems ≥ 10 kW | U.S. | Installed Costs - Total | Y | 7.0008 | $/WDC-STC | 2001 | 2008 | 2001 | Average - simple | 42 | Real data from up to 27 state or utility incentive programs in up to 16 states | Historical | Tracking the Sun II: The Installed Costs of Photovoltaics in the U.S. from 1998-2008 | Lawrence Berkeley National Laboratory | http://eetd.lbl.gov/EA/emp/reports/lbnl-2674e.pdf | Y | 2009 | 29 | 31 | Figure 22 | Y | Numerical values provided by author.
Solar PV | Systems > 750 kW | U.S. | Installed Costs - Total | Y | 7.1068 | $/WDC-STC | 2008 | 2008 | 2008 | Average - simple | 31 | Real data from up to 27 state or utility incentive programs in up to 16 states | Historical | Tracking the Sun II: The Installed Costs of Photovoltaics in the U.S. from 1998-2008 | Lawrence Berkeley National Laboratory | http://eetd.lbl.gov/EA/emp/reports/lbnl-2674e.pdf | Y | 2009 | 15 | 17 | Figure 10 | Y | Numerical values provided by author.
Solar PV | Commercial: Systems ≥ 10 kW | U.S. | Installed Costs - Total | Y | 7.1805 | $/WDC-STC | 2002 | 2008 | 2002 | Average - simple | 183 | Real data from up to 27 state or utility incentive programs in up to 16 states | Historical | Tracking the Sun II: The Installed Costs of Photovoltaics in the U.S. from 1998-2008 | Lawrence Berkeley National Laboratory | http://eetd.lbl.gov/EA/emp/reports/lbnl-2674e.pdf | Y | 2009 | 29 | 31 | Figure 22 | Y | Numerical values provided by author.
Solar PV | Systems > 100 kW; Crystalline; Rack-Mounted | U.S. | Installed Costs - Total | Y | 7.2 | $/WDC-STC | 2008 | 2008 | 2008 | Average - simple | 242 | Real data from up to 27 state or utility incentive programs in up to 16 states | Historical | Tracking the Sun II: The Installed Costs of Photovoltaics in the U.S. from 1998-2008 | Lawrence Berkeley National Laboratory | http://eetd.lbl.gov/EA/emp/reports/lbnl-2674e.pdf | Y | 2009 | 22 | 24 | Figure 17 | Y
Solar PV | Systems > 100 kW | CA | Installed Costs - Total | Y | 7.2 | $/WDC-STC | 2008 | 2008 | 2008 | Average - simple | Unspecified | CPUC California Solar Initiative | Historical | Tracking the Sun II: The Installed Costs of Photovoltaics in the U.S. from 1998-2008 | Lawrence Berkeley National Laboratory | http://eetd.lbl.gov/EA/emp/reports/lbnl-2674e.pdf | Y | 2009 | 11 | 13 | Figure 5 | Y | Numerical values provided by author.
Solar PV | Systems > 100 kW | NJ | Installed Costs - Total | Y | 7.2 | $/WDC-STC | 2008 | 2008 | 2008 | Average - simple | Unspecified | CORE Program; SREC-Only Pilot; Renewable Incentive Program; SREC Registration Program | Historical | Tracking the Sun II: The Installed Costs of Photovoltaics in the U.S. from 1998-2008 | Lawrence Berkeley National Laboratory | http://eetd.lbl.gov/EA/emp/reports/lbnl-2674e.pdf | Y | 2009 | 11 | 13 | Figure 5 | Y | Numerical values provided by author.
Solar PV | Systems > 100 kW; projects installed in 2009 through 8/31/2009 | NJ | Installed Costs - Total | Y | 7.2 | $/WDC-STC | 2009 | 2008 | 2009 | Average - simple | Unspecified | CORE Program; SREC-Only Pilot; Renewable Incentive Program; SREC Registration Program | Historical | Tracking the Sun II: The Installed Costs of Photovoltaics in the U.S. from 1998-2008 | Lawrence Berkeley National Laboratory | http://eetd.lbl.gov/EA/emp/reports/lbnl-2674e.pdf | Y | 2009 | 11 | 13 | Figure 5 | Y | Numerical values provided by author.
Solar PV | 100 kW < Systems ≤ 500 kW | NJ | Installed Costs - Total | Y | 7.2 | $/WDC-STC | 2008 | 2008 | 2008 | Average - simple | 29 | NJCEP Customer Onsite Renewable Energy Program; NJCEP Solar Renewable Energy Credit Program | Historical | Tracking the Sun II: The Installed Costs of Photovoltaics in the U.S. from 1998-2008 | Lawrence Berkeley National Laboratory | http://eetd.lbl.gov/EA/emp/reports/lbnl-2674e.pdf | Y | 2009 | 19 | 21 | Table 4 | Y
Solar PV | Commercial: Systems ≥ 10 kW | U.S. | Installed Costs - Total | Y | 7.2592 | $/WDC-STC | 2000 | 2008 | 2000 | Average - simple | 14 | Real data from up to 27 state or utility incentive programs in up to 16 states | Historical | Tracking the Sun II: The Installed Costs of Photovoltaics in the U.S. from 1998-2008 | Lawrence Berkeley National Laboratory | http://eetd.lbl.gov/EA/emp/reports/lbnl-2674e.pdf | Y | 2009 | 29 | 31 | Figure 22 | Y | Numerical values provided by author.
Solar PV | Systems ≤ 10 kW | AZ | Installed Costs - Total | Y | 7.26 | $/WDC-STC | 2008 | 2008 | 2008 | Average - simple | 431 | APS Solar and Renewable Incentive Program & SRP EarthWise Solar Energy Program | Historical | Tracking the Sun II: The Installed Costs of Photovoltaics in the U.S. from 1998-2008 | Lawrence Berkeley National Laboratory | http://eetd.lbl.gov/EA/emp/reports/lbnl-2674e.pdf | Y | 2009 | 19 | 21 | Figure 14 | Y | Numerical values provided by author.
Solar PV | Systems ≤ 10 kW | AZ | Installed Costs - Total | Y | 7.26 | $/WDC-STC | 2008 | 2008 | 2008 | Average - simple | 431 | APS Solar and Renewable Incentive Program & SRP EarthWise Solar Energy Program | Historical | Tracking the Sun II: The Installed Costs of Photovoltaics in the U.S. from 1998-2008 | Lawrence Berkeley National Laboratory | http://eetd.lbl.gov/EA/emp/reports/lbnl-2674e.pdf | Y | 2009 | 19 | 21 | Figure 14 | Y | Numerical values provided by author.
Solar PV | Systems ≤ 10 kW | AZ | Installed Costs - Total | Y | 7.3 | $/WDC-STC | 2008 | 2008 | 2008 | Average - simple | Unspecified | APS Solar and Renewable Incentive Program & SRP EarthWise Solar Energy Program | Historical | Tracking the Sun II: The Installed Costs of Photovoltaics in the U.S. from 1998-2008 | Lawrence Berkeley National Laboratory | http://eetd.lbl.gov/EA/emp/reports/lbnl-2674e.pdf | Y | 2009 | 2 | 4 |  | Y | Assume simple average
Solar PV | Systems ≥ 2 MW | NV | Installed Costs - Total | Y | 7.3 | $/WDC-STC | 2007 | 2008 | 2007 | Average - simple | 1 | Real data from city | Historical | Tracking the Sun II: The Installed Costs of Photovoltaics in the U.S. from 1998-2008 | Lawrence Berkeley National Laboratory | http://eetd.lbl.gov/EA/emp/reports/lbnl-2674e.pdf | Y | 2009 | 16 | 18 | Table 3 | Y | Nellis, NV
Solar PV | Systems < 10 kW | AZ | Installed Costs - Total | Y | 7.3 | $/WDC-STC | 2008 | 2008 | 2008 | Average - simple | 431 | APS Solar and Renewable Incentive Program & SRP EarthWise Solar Energy Program | Historical | Tracking the Sun II: The Installed Costs of Photovoltaics in the U.S. from 1998-2008 | Lawrence Berkeley National Laboratory | http://eetd.lbl.gov/EA/emp/reports/lbnl-2674e.pdf | Y | 2009 | 19 | 21 | Table 4 | Y
Solar PV | 100 kW < Systems ≤ 500 kW | CA | Installed Costs - Total | Y | 7.3 | $/WDC-STC | 2008 | 2008 | 2008 | Average - simple | 199 | Anaheim Solar Advantage Program; CEC Emerging Renewables Program; CEC New Home Solar Partnership; CPUC California Solar Initiative; CPUC Self-Generation Incentive Program; LADWP Solar Incentive Program; Lompoc PV Rebate Program; SMUD Residential Retrofit and Commercial PV Buydown Programs | Historical | Tracking the Sun II: The Installed Costs of Photovoltaics in the U.S. from 1998-2008 | Lawrence Berkeley National Laboratory | http://eetd.lbl.gov/EA/emp/reports/lbnl-2674e.pdf | Y | 2009 | 19 | 21 | Table 4 | Y
Solar PV | Systems > 500 kW | U.S. | Installed Costs - Total | Y | 7.3129 | $/WDC-STC | 2003 | 2008 | 2003 | Average - simple | Unspecified | Real data from up to 27 state or utility incentive programs in up to 16 states | Historical | Tracking the Sun II: The Installed Costs of Photovoltaics in the U.S. from 1998-2008 | Lawrence Berkeley National Laboratory | http://eetd.lbl.gov/EA/emp/reports/lbnl-2674e.pdf | Y | 2009 | 13 | 15 | Figure 7 | Y | Numerical values provided by author.
Solar PV | 100 kW < Systems ≤ 500 kW | U.S. | Installed Costs - Total | Y | 7.3618 | $/WDC-STC | 2008 | 2008 | 2008 | Average - simple | Unspecified | Real data from up to 27 state or utility incentive programs in up to 16 states | Historical | Tracking the Sun II: The Installed Costs of Photovoltaics in the U.S. from 1998-2008 | Lawrence Berkeley National Laboratory | http://eetd.lbl.gov/EA/emp/reports/lbnl-2674e.pdf | Y | 2009 | 13 | 15 | Figure 7 | Y | Numerical values provided by author.
Solar PV | New residential construction - Rack mounted | U.S. | Installed Costs - Total | Y | 7.4 | $/WDC-STC | 2008 | 2008 | 2008 | Average - simple | Unspecified | Real data from up to 27 state or utility incentive programs in up to 16 states | Historical | Tracking the Sun II: The Installed Costs of Photovoltaics in the U.S. from 1998-2008 | Lawrence Berkeley National Laboratory | http://eetd.lbl.gov/EA/emp/reports/lbnl-2674e.pdf | Y | 2009 | 2 | 4 |  | Y | Assume simple average
Solar PV | 1 kW ≤ Systems ≤ 3 kW; New Contruction; Rack-Mounted | CA, NJ | Installed Costs - Total | Y | 7.4 | $/WDC-STC | 2008 | 2008 | 2008 | Average - simple | 336 | California CSI; NSHP; ERP Programs | Historical | Tracking the Sun II: The Installed Costs of Photovoltaics in the U.S. from 1998-2008 | Lawrence Berkeley National Laboratory | http://eetd.lbl.gov/EA/emp/reports/lbnl-2674e.pdf | Y | 2009 | 21 | 23 | Figure 16 | Y
Solar PV |  | CA | Installed Costs - Total | Y | 7.4 | $/WDC-STC | 2008 | 2008 | 2008 | Average - capacity-weighted | Unspecified | CPUC California Solar Initiative | Historical | Tracking the Sun II: The Installed Costs of Photovoltaics in the U.S. from 1998-2008 | Lawrence Berkeley National Laboratory | http://eetd.lbl.gov/EA/emp/reports/lbnl-2674e.pdf | Y | 2009 | 11 | 13 | Figure 5 | Y | Numerical values provided by author.
Solar PV | Projects installed in 2009 through 8/31/2009 | NJ | Installed Costs - Total | Y | 7.4 | $/WDC-STC | 2009 | 2008 | 2009 | Average - capacity-weighted | Unspecified | CORE Program; SREC-Only Pilot; Renewable Incentive Program; SREC Registration Program | Historical | Tracking the Sun II: The Installed Costs of Photovoltaics in the U.S. from 1998-2008 | Lawrence Berkeley National Laboratory | http://eetd.lbl.gov/EA/emp/reports/lbnl-2674e.pdf | Y | 2009 | 11 | 13 | Figure 5 | Y | Numerical values provided by author.
Solar PV |  | AZ | Installed Costs - Total | Y | 7.4 | $/WDC-STC | 2002-2008 | 2008 | 2002-2008 | Average - capacity-weighted | 1258 | APS Solar and Renewable Incentive Program & SRP EarthWise Solar Energy Program | Historical | Tracking the Sun II: The Installed Costs of Photovoltaics in the U.S. from 1998-2008 | Lawrence Berkeley National Laboratory | http://eetd.lbl.gov/EA/emp/reports/lbnl-2674e.pdf | Y | 2009 | 19 | 21 | Table 4 | Y
Solar PV |  | CA | Installed Costs - Total | Y | 7.4 | $/WDC-STC | 2008 | 2008 | 2008 | Average - capacity-weighted | 9845 | Anaheim Solar Advantage Program; CEC Emerging Renewables Program; CEC New Home Solar Partnership; CPUC California Solar Initiative; CPUC Self-Generation Incentive Program; LADWP Solar Incentive Program; Lompoc PV Rebate Program; SMUD Residential Retrofit and Commercial PV Buydown Programs | Historical | Tracking the Sun II: The Installed Costs of Photovoltaics in the U.S. from 1998-2008 | Lawrence Berkeley National Laboratory | http://eetd.lbl.gov/EA/emp/reports/lbnl-2674e.pdf | Y | 2009 | 19 | 21 | Table 4 | Y
Solar PV | 100 kW < Systems ≤ 500 kW | MA | Installed Costs - Total | Y | 7.4 | $/WDC-STC | 2008 | 2008 | 2008 | Average - simple | 6 | MTC Small Renewables Initiative | Historical | Tracking the Sun II: The Installed Costs of Photovoltaics in the U.S. from 1998-2008 | Lawrence Berkeley National Laboratory | http://eetd.lbl.gov/EA/emp/reports/lbnl-2674e.pdf | Y | 2009 | 19 | 21 | Table 4 | Y
Solar PV |  | U.S. | Installed Costs - Total | Y | 7.4798 | $/WDC-STC | 2008 | 2008 | 2008 | Average - capacity-weighted | 13097 | Real data from up to 27 state or utility incentive programs in up to 16 states | Historical | Tracking the Sun II: The Installed Costs of Photovoltaics in the U.S. from 1998-2008 | Lawrence Berkeley National Laboratory | http://eetd.lbl.gov/EA/emp/reports/lbnl-2674e.pdf | Y | 2009 | 10 | 12 | Figure 4 | Y | Numerical values provided by author.
Solar PV |  | U.S. | Installed Costs - Total | Y | 7.4798 | $/WDC-STC | 2008 | 2008 | 2008 | Average - capacity-weighted | 13097 | Real data from up to 27 state or utility incentive programs in up to 16 states | Historical | Tracking the Sun II: The Installed Costs of Photovoltaics in the U.S. from 1998-2008 | Lawrence Berkeley National Laboratory | http://eetd.lbl.gov/EA/emp/reports/lbnl-2674e.pdf | Y | 2009 | 12 | 14 | Figure 6 | Y | Numerical values provided by author.
Solar PV | 100 kW < Systems ≤ 500 kW | U.S. | Installed Costs - Total | Y | 7.4867 | $/WDC-STC | 2007 | 2008 | 2007 | Average - simple | Unspecified | Real data from up to 27 state or utility incentive programs in up to 16 states | Historical | Tracking the Sun II: The Installed Costs of Photovoltaics in the U.S. from 1998-2008 | Lawrence Berkeley National Laboratory | http://eetd.lbl.gov/EA/emp/reports/lbnl-2674e.pdf | Y | 2009 | 13 | 15 | Figure 7 | Y | Numerical values provided by author.
Solar PV | Systems > 500 kW | U.S. | Installed Costs - Total | Y | 7.4962 | $/WDC-STC | 2004 | 2008 | 2004 | Average - simple | Unspecified | Real data from up to 27 state or utility incentive programs in up to 16 states | Historical | Tracking the Sun II: The Installed Costs of Photovoltaics in the U.S. from 1998-2008 | Lawrence Berkeley National Laboratory | http://eetd.lbl.gov/EA/emp/reports/lbnl-2674e.pdf | Y | 2009 | 13 | 15 | Figure 7 | Y | Numerical values provided by author.
Solar PV |  | U.S. | Installed Costs - Total | Y | 7.5 | $/WDC-STC | 2008 | 2008 | 2008 | Average - capacity-weighted | 52000 | Real data from up to 27 state or utility incentive programs in up to 16 states | Historical | Tracking the Sun II: The Installed Costs of Photovoltaics in the U.S. from 1998-2008 | Lawrence Berkeley National Laboratory | http://eetd.lbl.gov/EA/emp/reports/lbnl-2674e.pdf | Y | 2009 | 1 | 3 |  | Y
Solar PV | Non-Profit; 10 kW ≤ Systems ≤ 100 kW | U.S. | Installed Costs - Total | Y | 7.5 | $/WDC-STC | 2008 | 2008 | 2008 | Average - simple | 46 | Real data from up to 27 state or utility incentive programs in up to 16 states | Historical | Tracking the Sun II: The Installed Costs of Photovoltaics in the U.S. from 1998-2008 | Lawrence Berkeley National Laboratory | http://eetd.lbl.gov/EA/emp/reports/lbnl-2674e.pdf | Y | 2009 | 20 | 22 | Figure 15 | Y
Solar PV | 100 kW < Systems ≤ 500 kW | U.S. | Installed Costs - Total | Y | 7.5636 | $/WDC-STC | 2003 | 2008 | 2003 | Average - simple | Unspecified | Real data from up to 27 state or utility incentive programs in up to 16 states | Historical | Tracking the Sun II: The Installed Costs of Photovoltaics in the U.S. from 1998-2008 | Lawrence Berkeley National Laboratory | http://eetd.lbl.gov/EA/emp/reports/lbnl-2674e.pdf | Y | 2009 | 13 | 15 | Figure 7 | Y | Numerical values provided by author.
Solar PV | Commercial: Systems ≥ 10 kW | U.S. | Installed Costs - Total | N | 7.5897 | $/WDC-STC | 1999 | 2008 | 1999 | Average - simple | 11 | Real data from up to 27 state or utility incentive programs in up to 16 states | Historical | Tracking the Sun II: The Installed Costs of Photovoltaics in the U.S. from 1998-2008 | Lawrence Berkeley National Laboratory | http://eetd.lbl.gov/EA/emp/reports/lbnl-2674e.pdf | Y | 2009 | 29 | 31 | Figure 22 | Y | Numerical values provided by author.
Solar PV |  | NJ | Installed Costs - Total | Y | 7.6 | $/WDC-STC | 2008 | 2008 | 2008 | Average - capacity-weighted | Unspecified | CORE Program; SREC-Only Pilot; Renewable Incentive Program; SREC Registration Program | Historical | Tracking the Sun II: The Installed Costs of Photovoltaics in the U.S. from 1998-2008 | Lawrence Berkeley National Laboratory | http://eetd.lbl.gov/EA/emp/reports/lbnl-2674e.pdf | Y | 2009 | 11 | 13 | Figure 5 | Y | Numerical values provided by author.
Solar PV | Systems ≥ 2 MW | CO | Installed Costs - Total | Y | 7.6 | $/WDC-STC | 2007 | 2008 | 2007 | Average - simple | 1 | Real data from city | Historical | Tracking the Sun II: The Installed Costs of Photovoltaics in the U.S. from 1998-2008 | Lawrence Berkeley National Laboratory | http://eetd.lbl.gov/EA/emp/reports/lbnl-2674e.pdf | Y | 2009 | 16 | 18 | Table 3 | Y | Alamosa, CO
Solar PV |  | NJ | Installed Costs - Total | Y | 7.6 | $/WDC-STC | 2008 | 2008 | 2008 | Average - capacity-weighted | 860 | NJCEP Customer Onsite Renewable Energy Program; NJCEP Solar Renewable Energy Credit Program | Historical | Tracking the Sun II: The Installed Costs of Photovoltaics in the U.S. from 1998-2008 | Lawrence Berkeley National Laboratory | http://eetd.lbl.gov/EA/emp/reports/lbnl-2674e.pdf | Y | 2009 | 19 | 21 | Table 4 | Y
Solar PV | 100 kW < Systems ≤ 500 kW | CT | Installed Costs - Total | Y | 7.6 | $/WDC-STC | 2008 | 2008 | 2008 | Average - simple | 12 | CCEF Onsite Renewable DG Program; CCEF Solar PV Program | Historical | Tracking the Sun II: The Installed Costs of Photovoltaics in the U.S. from 1998-2008 | Lawrence Berkeley National Laboratory | http://eetd.lbl.gov/EA/emp/reports/lbnl-2674e.pdf | Y | 2009 | 19 | 21 | Table 4 | Y
Solar PV |  | WA | Installed Costs - Total | Y | 7.7 | $/WDC-STC | 2007-2008 | 2008 | 2007-2008 | Average - capacity-weighted | 7 | Klickitat PUD Solar PV Rebate Program; Port Angeles Solar Energy System Rebate | Historical | Tracking the Sun II: The Installed Costs of Photovoltaics in the U.S. from 1998-2008 | Lawrence Berkeley National Laboratory | http://eetd.lbl.gov/EA/emp/reports/lbnl-2674e.pdf | Y | 2009 | 19 | 21 | Table 4 | Y
Solar PV |  | WA | Installed Costs - Total | Y | 7.7 | $/WDC-STC | 2008 | 2008 | 2008 | Average - capacity-weighted | 6 | Klickitat PUD Solar PV Rebate Program; Port Angeles Solar Energy System Rebate | Historical | Tracking the Sun II: The Installed Costs of Photovoltaics in the U.S. from 1998-2008 | Lawrence Berkeley National Laboratory | http://eetd.lbl.gov/EA/emp/reports/lbnl-2674e.pdf | Y | 2009 | 19 | 21 | Table 4 | Y
Solar PV | 10 kW ≤ Systems ≤ 100 kW | CA | Installed Costs - Total | Y | 7.7 | $/WDC-STC | 2008 | 2008 | 2008 | Average - simple | 934 | Anaheim Solar Advantage Program; CEC Emerging Renewables Program; CEC New Home Solar Partnership; CPUC California Solar Initiative; CPUC Self-Generation Incentive Program; LADWP Solar Incentive Program; Lompoc PV Rebate Program; SMUD Residential Retrofit and Commercial PV Buydown Programs | Historical | Tracking the Sun II: The Installed Costs of Photovoltaics in the U.S. from 1998-2008 | Lawrence Berkeley National Laboratory | http://eetd.lbl.gov/EA/emp/reports/lbnl-2674e.pdf | Y | 2009 | 19 | 21 | Table 4 | Y
Solar PV | 100 kW < Systems ≤ 500 kW | U.S. | Installed Costs - Total | Y | 7.7007 | $/WDC-STC | 2005 | 2008 | 2005 | Average - simple | Unspecified | Real data from up to 27 state or utility incentive programs in up to 16 states | Historical | Tracking the Sun II: The Installed Costs of Photovoltaics in the U.S. from 1998-2008 | Lawrence Berkeley National Laboratory | http://eetd.lbl.gov/EA/emp/reports/lbnl-2674e.pdf | Y | 2009 | 13 | 15 | Figure 7 | Y | Numerical values provided by author.
Solar PV | 100 kW < Systems ≤ 250 kW | U.S. | Installed Costs - Total | Y | 7.7646 | $/WDC-STC | 2008 | 2008 | 2008 | Average - simple | 146 | Real data from up to 27 state or utility incentive programs in up to 16 states | Historical | Tracking the Sun II: The Installed Costs of Photovoltaics in the U.S. from 1998-2008 | Lawrence Berkeley National Laboratory | http://eetd.lbl.gov/EA/emp/reports/lbnl-2674e.pdf | Y | 2009 | 15 | 17 | Figure 10 | Y | Numerical values provided by author.
Solar PV |  | U.S. | Installed Costs - Total | Y | 7.7703 | $/WDC-STC | 2005 | 2008 | 2005 | Average - capacity-weighted | 5193 | Real data from up to 27 state or utility incentive programs in up to 16 states | Historical | Tracking the Sun II: The Installed Costs of Photovoltaics in the U.S. from 1998-2008 | Lawrence Berkeley National Laboratory | http://eetd.lbl.gov/EA/emp/reports/lbnl-2674e.pdf | Y | 2009 | 10 | 12 | Figure 4 | Y | Numerical values provided by author.
Solar PV |  | U.S. | Installed Costs - Total | Y | 7.7703 | $/WDC-STC | 2005 | 2008 | 2005 | Average - capacity-weighted | 5193 | Real data from up to 27 state or utility incentive programs in up to 16 states | Historical | Tracking the Sun II: The Installed Costs of Photovoltaics in the U.S. from 1998-2008 | Lawrence Berkeley National Laboratory | http://eetd.lbl.gov/EA/emp/reports/lbnl-2674e.pdf | Y | 2009 | 12 | 14 | Figure 6 | Y | Numerical values provided by author.
Solar PV | Residential; 10 kW ≤ Systems ≤ 100 kW | U.S. | Installed Costs - Total | Y | 7.8 | $/WDC-STC | 2008 | 2008 | 2008 | Average - simple | 698 | Real data from up to 27 state or utility incentive programs in up to 16 states | Historical | Tracking the Sun II: The Installed Costs of Photovoltaics in the U.S. from 1998-2008 | Lawrence Berkeley National Laboratory | http://eetd.lbl.gov/EA/emp/reports/lbnl-2674e.pdf | Y | 2009 | 20 | 22 | Figure 15 | Y
Solar PV |  | U.S. | Installed Costs - Total | Y | 7.8 | $/WDC-STC | 2007 | 2008 | 2007 | Average - capacity-weighted | Unspecified | Real data from up to 27 state or utility incentive programs in up to 16 states | Historical | Tracking the Sun II: The Installed Costs of Photovoltaics in the U.S. from 1998-2008 | Lawrence Berkeley National Laboratory | http://eetd.lbl.gov/EA/emp/reports/lbnl-2674e.pdf | Y | 2009 | 1 | 3 |  | Y
Solar PV | Projects installed in 2009 through 9/15/2009 | CA | Installed Costs - Total | Y | 7.8 | $/WDC-STC | 2009 | 2008 | 2009 | Average - capacity-weighted | Unspecified | CPUC California Solar Initiative | Historical | Tracking the Sun II: The Installed Costs of Photovoltaics in the U.S. from 1998-2008 | Lawrence Berkeley National Laboratory | http://eetd.lbl.gov/EA/emp/reports/lbnl-2674e.pdf | Y | 2009 | 11 | 13 | Figure 5 | Y | Numerical values provided by author.
Solar PV |  | CA | Installed Costs - Total | Y | 7.8 | $/WDC-STC | 1998-2008 | 2008 | 1998-2008 | Average - capacity-weighted | 42522 | Anaheim Solar Advantage Program; CEC Emerging Renewables Program; CEC New Home Solar Partnership; CPUC California Solar Initiative; CPUC Self-Generation Incentive Program; LADWP Solar Incentive Program; Lompoc PV Rebate Program; SMUD Residential Retrofit and Commercial PV Buydown Programs | Historical | Tracking the Sun II: The Installed Costs of Photovoltaics in the U.S. from 1998-2008 | Lawrence Berkeley National Laboratory | http://eetd.lbl.gov/EA/emp/reports/lbnl-2674e.pdf | Y | 2009 | 19 | 21 | Table 4 | Y
Solar PV |  | U.S. | Installed Costs - Total | Y | 7.8374 | $/WDC-STC | 2007 | 2008 | 2007 | Average - capacity-weighted | 12103 | Real data from up to 27 state or utility incentive programs in up to 16 states | Historical | Tracking the Sun II: The Installed Costs of Photovoltaics in the U.S. from 1998-2008 | Lawrence Berkeley National Laboratory | http://eetd.lbl.gov/EA/emp/reports/lbnl-2674e.pdf | Y | 2009 | 10 | 12 | Figure 4 | Y | Numerical values provided by author.
Solar PV |  | U.S. | Installed Costs - Total | Y | 7.8374 | $/WDC-STC | 2007 | 2008 | 2007 | Average - capacity-weighted | 12103 | Real data from up to 27 state or utility incentive programs in up to 16 states | Historical | Tracking the Sun II: The Installed Costs of Photovoltaics in the U.S. from 1998-2008 | Lawrence Berkeley National Laboratory | http://eetd.lbl.gov/EA/emp/reports/lbnl-2674e.pdf | Y | 2009 | 12 | 14 | Figure 6 | Y | Numerical values provided by author.
Solar PV |  | U.S. | Installed Costs - Total | Y | 7.8382 | $/WDC-STC | 2006 | 2008 | 2006 | Average - capacity-weighted | 8677 | Real data from up to 27 state or utility incentive programs in up to 16 states | Historical | Tracking the Sun II: The Installed Costs of Photovoltaics in the U.S. from 1998-2008 | Lawrence Berkeley National Laboratory | http://eetd.lbl.gov/EA/emp/reports/lbnl-2674e.pdf | Y | 2009 | 10 | 12 | Figure 4 | Y | Numerical values provided by author.
Solar PV |  | U.S. | Installed Costs - Total | Y | 7.8382 | $/WDC-STC | 2006 | 2008 | 2006 | Average - capacity-weighted | 8677 | Real data from up to 27 state or utility incentive programs in up to 16 states | Historical | Tracking the Sun II: The Installed Costs of Photovoltaics in the U.S. from 1998-2008 | Lawrence Berkeley National Laboratory | http://eetd.lbl.gov/EA/emp/reports/lbnl-2674e.pdf | Y | 2009 | 12 | 14 | Figure 6 | Y | Numerical values provided by author.
Solar PV | Systems ≤ 10 kW | CA | Installed Costs - Total | Y | 7.8419 | $/WDC-STC | 2008 | 2008 | 2008 | Average - simple | 8657 | Anaheim Solar Advantage Program; CEC Emerging Renewables Program; CEC New Home Solar Partnership; CPUC California Solar Initiative; CPUC Self-Generation Incentive Program; LADWP Solar Incentive Program; Lompoc PV Rebate Program; SMUD Residential Retrofit and Commercial PV Buydown Programs | Historical | Tracking the Sun II: The Installed Costs of Photovoltaics in the U.S. from 1998-2008 | Lawrence Berkeley National Laboratory | http://eetd.lbl.gov/EA/emp/reports/lbnl-2674e.pdf | Y | 2009 | 19 | 21 | Figure 14 | Y | Post-Sales Tax; Numerical values provided by author.
Solar PV | Commercial: Systems ≥ 10 kW | U.S. | Installed Costs - Total | Y | 7.8777 | $/WDC-STC | 2006 | 2008 | 2006 | Average - simple | 984 | Real data from up to 27 state or utility incentive programs in up to 16 states | Historical | Tracking the Sun II: The Installed Costs of Photovoltaics in the U.S. from 1998-2008 | Lawrence Berkeley National Laboratory | http://eetd.lbl.gov/EA/emp/reports/lbnl-2674e.pdf | Y | 2009 | 29 | 31 | Figure 22 | Y | Numerical values provided by author.
Solar PV | 100 kW < Systems ≤ 500 kW | U.S. | Installed Costs - Total | Y | 7.8802 | $/WDC-STC | 2006 | 2008 | 2006 | Average - simple | Unspecified | Real data from up to 27 state or utility incentive programs in up to 16 states | Historical | Tracking the Sun II: The Installed Costs of Photovoltaics in the U.S. from 1998-2008 | Lawrence Berkeley National Laboratory | http://eetd.lbl.gov/EA/emp/reports/lbnl-2674e.pdf | Y | 2009 | 13 | 15 | Figure 7 | Y | Numerical values provided by author.
Solar PV | 10 kW ≤ Systems < 30 kW | U.S. | Installed Costs - Total | Y | 7.8867 | $/WDC-STC | 2008 | 2008 | 2008 | Average - simple | 1017 | Real data from up to 27 state or utility incentive programs in up to 16 states | Historical | Tracking the Sun II: The Installed Costs of Photovoltaics in the U.S. from 1998-2008 | Lawrence Berkeley National Laboratory | http://eetd.lbl.gov/EA/emp/reports/lbnl-2674e.pdf | Y | 2009 | 15 | 17 | Figure 10 | Y | Numerical values provided by author.
Solar PV | 2 kW ≤ Systems ≤ 5 kW | U.S. | Installed Costs - Total | Y | 7.9 | $/WDC-STC | 2008 | 2008 | 2008 | Average - simple | Unspecified | Real data from up to 27 state or utility incentive programs in up to 16 states | Historical | Tracking the Sun II: The Installed Costs of Photovoltaics in the U.S. from 1998-2008 | Lawrence Berkeley National Laboratory | http://eetd.lbl.gov/EA/emp/reports/lbnl-2674e.pdf | Y | 2009 | 2 | 4 |  | Y | Assume simple average
Solar PV | 1 kW ≤ Systems ≤ 3 kW; New Contruction | CA, NJ | Installed Costs - Total | Y | 7.9 | $/WDC-STC | 2008 | 2008 | 2008 | Average - simple | 696 | California CSI; NSHP; ERP Programs | Historical | Tracking the Sun II: The Installed Costs of Photovoltaics in the U.S. from 1998-2008 | Lawrence Berkeley National Laboratory | http://eetd.lbl.gov/EA/emp/reports/lbnl-2674e.pdf | Y | 2009 | 21 | 23 | Figure 16 | Y
Solar PV | 10 kW < Systems ≤ 100 kW; Crystalline; Rack-Mounted | U.S. | Installed Costs - Total | Y | 7.9 | $/WDC-STC | 2008 | 2008 | 2008 | Average - simple | 1098 | Real data from up to 27 state or utility incentive programs in up to 16 states | Historical | Tracking the Sun II: The Installed Costs of Photovoltaics in the U.S. from 1998-2008 | Lawrence Berkeley National Laboratory | http://eetd.lbl.gov/EA/emp/reports/lbnl-2674e.pdf | Y | 2009 | 22 | 24 | Figure 17 | Y
Solar PV | Systems ≤ 10 kW; projects approved for construction in 2009 through 9/15/2009 | CA | Installed Costs - Total | Y | 7.9 | $/WDC-STC | 2009 | 2008 | 2009 | Average - simple | Unspecified | CPUC California Solar Initiative | Historical | Tracking the Sun II: The Installed Costs of Photovoltaics in the U.S. from 1998-2008 | Lawrence Berkeley National Laboratory | http://eetd.lbl.gov/EA/emp/reports/lbnl-2674e.pdf | Y | 2009 | 11 | 13 | Figure 5 | Y | Numerical values provided by author.
Solar PV |  | NJ | Installed Costs - Total | Y | 7.9 | $/WDC-STC | 2003-2008 | 2008 | 2003-2008 | Average - capacity-weighted | 3225 | NJCEP Customer Onsite Renewable Energy Program; NJCEP Solar Renewable Energy Credit Program | Historical | Tracking the Sun II: The Installed Costs of Photovoltaics in the U.S. from 1998-2008 | Lawrence Berkeley National Laboratory | http://eetd.lbl.gov/EA/emp/reports/lbnl-2674e.pdf | Y | 2009 | 19 | 21 | Table 4 | Y
Solar PV |  | CT | Installed Costs - Total | Y | 7.9 | $/WDC-STC | 2008 | 2008 | 2008 | Average - capacity-weighted | 310 | CCEF Onsite Renewable DG Program; CCEF Solar PV Program | Historical | Tracking the Sun II: The Installed Costs of Photovoltaics in the U.S. from 1998-2008 | Lawrence Berkeley National Laboratory | http://eetd.lbl.gov/EA/emp/reports/lbnl-2674e.pdf | Y | 2009 | 19 | 21 | Table 4 | Y
Solar PV | 10 kW ≤ Systems ≤ 100 kW | U.S. | Installed Costs - Total | Y | 7.9075 | $/WDC-STC | 2008 | 2008 | 2008 | Average - simple | Unspecified | Real data from up to 27 state or utility incentive programs in up to 16 states | Historical | Tracking the Sun II: The Installed Costs of Photovoltaics in the U.S. from 1998-2008 | Lawrence Berkeley National Laboratory | http://eetd.lbl.gov/EA/emp/reports/lbnl-2674e.pdf | Y | 2009 | 13 | 15 | Figure 7 | Y | Numerical values provided by author.
Solar PV | 10 kW ≤ Systems ≤ 100 kW | U.S. | Installed Costs - Total | Y | 7.9119 | $/WDC-STC | 2006 | 2008 | 2006 | Average - simple | Unspecified | Real data from up to 27 state or utility incentive programs in up to 16 states | Historical | Tracking the Sun II: The Installed Costs of Photovoltaics in the U.S. from 1998-2008 | Lawrence Berkeley National Laboratory | http://eetd.lbl.gov/EA/emp/reports/lbnl-2674e.pdf | Y | 2009 | 13 | 15 | Figure 7 | Y | Numerical values provided by author.
Solar PV | Residential: Systems < 10 kW | U.S. | Installed Costs - Total | Y | 7.9161 | $/WDC-STC | 2000 | 2008 | 2000 | Average - simple | 203 | Real data from up to 27 state or utility incentive programs in up to 16 states | Historical | Tracking the Sun II: The Installed Costs of Photovoltaics in the U.S. from 1998-2008 | Lawrence Berkeley National Laboratory | http://eetd.lbl.gov/EA/emp/reports/lbnl-2674e.pdf | Y | 2009 | 29 | 31 | Figure 21 | Y | Numerical values provided by author.
Solar PV | Residential: Systems < 10 kW | U.S. | Installed Costs - Total | N | 7.9161 | $/WDC-STC | 2000 | 2008 | 2000 | Average - simple | 203 | Real data from up to 27 state or utility incentive programs in up to 16 states | Historical | Tracking the Sun II: The Installed Costs of Photovoltaics in the U.S. from 1998-2008 | Lawrence Berkeley National Laboratory | http://eetd.lbl.gov/EA/emp/reports/lbnl-2674e.pdf | Y | 2009 | 29 | 31 | Figure 21 | Y | Numerical values provided by author.
Solar PV | Commercial: Systems ≥ 10 kW | U.S. | Installed Costs - Total | Y | 7.9317 | $/WDC-STC | 2005 | 2008 | 2005 | Average - simple | 666 | Real data from up to 27 state or utility incentive programs in up to 16 states | Historical | Tracking the Sun II: The Installed Costs of Photovoltaics in the U.S. from 1998-2008 | Lawrence Berkeley National Laboratory | http://eetd.lbl.gov/EA/emp/reports/lbnl-2674e.pdf | Y | 2009 | 29 | 31 | Figure 22 | Y | Numerical values provided by author.
Solar PV | 30 kW ≤ Systems ≤ 100 kW | U.S. | Installed Costs - Total | Y | 7.9788 | $/WDC-STC | 2008 | 2008 | 2008 | Average - simple | 298 | Real data from up to 27 state or utility incentive programs in up to 16 states | Historical | Tracking the Sun II: The Installed Costs of Photovoltaics in the U.S. from 1998-2008 | Lawrence Berkeley National Laboratory | http://eetd.lbl.gov/EA/emp/reports/lbnl-2674e.pdf | Y | 2009 | 15 | 17 | Figure 10 | Y | Numerical values provided by author.
Solar PV | 5 kW ≤ Systems < 10 kW | U.S. | Installed Costs - Total | Y | 7.986 | $/WDC-STC | 2005 | 2008 | 2005 | Average - simple | Unspecified | Real data from up to 27 state or utility incentive programs in up to 16 states | Historical | Tracking the Sun II: The Installed Costs of Photovoltaics in the U.S. from 1998-2008 | Lawrence Berkeley National Laboratory | http://eetd.lbl.gov/EA/emp/reports/lbnl-2674e.pdf | Y | 2009 | 13 | 15 | Figure 7 | Y | Numerical values provided by author.
Solar PV | Residential; 5 kW ≤ Systems < 10 kW | U.S. | Installed Costs - Total | Y | 8 | $/WDC-STC | 2008 | 2008 | 2008 | Average - simple | 3829 | Real data from up to 27 state or utility incentive programs in up to 16 states | Historical | Tracking the Sun II: The Installed Costs of Photovoltaics in the U.S. from 1998-2008 | Lawrence Berkeley National Laboratory | http://eetd.lbl.gov/EA/emp/reports/lbnl-2674e.pdf | Y | 2009 | 20 | 22 | Figure 15 | Y
Solar PV | Systems ≤ 10 kW; projects approved for construction in 2009 through 8/31/2009 | NJ | Installed Costs - Total | Y | 8 | $/WDC-STC | 2009 | 2008 | 2009 | Average - simple | Unspecified | CORE Program; SREC-Only Pilot; Renewable Incentive Program; SREC Registration Program | Historical | Tracking the Sun II: The Installed Costs of Photovoltaics in the U.S. from 1998-2008 | Lawrence Berkeley National Laboratory | http://eetd.lbl.gov/EA/emp/reports/lbnl-2674e.pdf | Y | 2009 | 11 | 13 | Figure 5 | Y | Numerical values provided by author.
Solar PV |  | MA | Installed Costs - Total | Y | 8 | $/WDC-STC | 2008 | 2008 | 2008 | Average - capacity-weighted | 336 | MTC Small Renewables Initiative | Historical | Tracking the Sun II: The Installed Costs of Photovoltaics in the U.S. from 1998-2008 | Lawrence Berkeley National Laboratory | http://eetd.lbl.gov/EA/emp/reports/lbnl-2674e.pdf | Y | 2009 | 19 | 21 | Table 4 | Y
Solar PV | 5 kW ≤ Systems < 10 kW | U.S. | Installed Costs - Total | Y | 8.0304 | $/WDC-STC | 2008 | 2008 | 2008 | Average - simple | Unspecified | Real data from up to 27 state or utility incentive programs in up to 16 states | Historical | Tracking the Sun II: The Installed Costs of Photovoltaics in the U.S. from 1998-2008 | Lawrence Berkeley National Laboratory | http://eetd.lbl.gov/EA/emp/reports/lbnl-2674e.pdf | Y | 2009 | 13 | 15 | Figure 7 | Y | Numerical values provided by author.
Solar PV | 5 kW ≤ Systems < 10 kW | U.S. | Installed Costs - Total | Y | 8.0304 | $/WDC-STC | 2008 | 2008 | 2008 | Average - simple | 4273 | Real data from up to 27 state or utility incentive programs in up to 16 states | Historical | Tracking the Sun II: The Installed Costs of Photovoltaics in the U.S. from 1998-2008 | Lawrence Berkeley National Laboratory | http://eetd.lbl.gov/EA/emp/reports/lbnl-2674e.pdf | Y | 2009 | 15 | 17 | Figure 10 | Y | Numerical values provided by author.
Solar PV | 10 kW ≤ Systems ≤ 100 kW | U.S. | Installed Costs - Total | Y | 8.0366 | $/WDC-STC | 2005 | 2008 | 2005 | Average - simple | Unspecified | Real data from up to 27 state or utility incentive programs in up to 16 states | Historical | Tracking the Sun II: The Installed Costs of Photovoltaics in the U.S. from 1998-2008 | Lawrence Berkeley National Laboratory | http://eetd.lbl.gov/EA/emp/reports/lbnl-2674e.pdf | Y | 2009 | 13 | 15 | Figure 7 | Y | Numerical values provided by author.
Solar PV | 100 kW < Systems ≤ 500 kW | U.S. | Installed Costs - Total | Y | 8.0392 | $/WDC-STC | 2004 | 2008 | 2004 | Average - simple | Unspecified | Real data from up to 27 state or utility incentive programs in up to 16 states | Historical | Tracking the Sun II: The Installed Costs of Photovoltaics in the U.S. from 1998-2008 | Lawrence Berkeley National Laboratory | http://eetd.lbl.gov/EA/emp/reports/lbnl-2674e.pdf | Y | 2009 | 13 | 15 | Figure 7 | Y | Numerical values provided by author.
Solar PV | Commercial; 10 kW ≤ Systems ≤ 100 kW | U.S. | Installed Costs - Total | Y | 8.1 | $/WDC-STC | 2008 | 2008 | 2008 | Average - simple | 376 | Real data from up to 27 state or utility incentive programs in up to 16 states | Historical | Tracking the Sun II: The Installed Costs of Photovoltaics in the U.S. from 1998-2008 | Lawrence Berkeley National Laboratory | http://eetd.lbl.gov/EA/emp/reports/lbnl-2674e.pdf | Y | 2009 | 20 | 22 | Figure 15 | Y
Solar PV | Systems > 100 kW; projects installed in 2009 through 9/15/2009 | CA | Installed Costs - Total | Y | 8.1 | $/WDC-STC | 2009 | 2008 | 2009 | Average - simple | Unspecified | CPUC California Solar Initiative | Historical | Tracking the Sun II: The Installed Costs of Photovoltaics in the U.S. from 1998-2008 | Lawrence Berkeley National Laboratory | http://eetd.lbl.gov/EA/emp/reports/lbnl-2674e.pdf | Y | 2009 | 11 | 13 | Figure 5 | Y | Numerical values provided by author.
Solar PV |  | CT | Installed Costs - Total | Y | 8.1 | $/WDC-STC | 2003-2008 | 2008 | 2003-2008 | Average - capacity-weighted | 623 | CCEF Onsite Renewable DG Program; CCEF Solar PV Program | Historical | Tracking the Sun II: The Installed Costs of Photovoltaics in the U.S. from 1998-2008 | Lawrence Berkeley National Laboratory | http://eetd.lbl.gov/EA/emp/reports/lbnl-2674e.pdf | Y | 2009 | 19 | 21 | Table 4 | Y
Solar PV | 5 kW ≤ Systems < 10 kW | U.S. | Installed Costs - Total | Y | 8.1243 | $/WDC-STC | 2006 | 2008 | 2006 | Average - simple | Unspecified | Real data from up to 27 state or utility incentive programs in up to 16 states | Historical | Tracking the Sun II: The Installed Costs of Photovoltaics in the U.S. from 1998-2008 | Lawrence Berkeley National Laboratory | http://eetd.lbl.gov/EA/emp/reports/lbnl-2674e.pdf | Y | 2009 | 13 | 15 | Figure 7 | Y | Numerical values provided by author.
Solar PV | Systems ≤ 10 kW; Crystalline; Rack-Mounted | U.S. | Installed Costs - Total | Y | 8.2 | $/WDC-STC | 2008 | 2008 | 2008 | Average - simple | 9179 | Real data from up to 27 state or utility incentive programs in up to 16 states | Historical | Tracking the Sun II: The Installed Costs of Photovoltaics in the U.S. from 1998-2008 | Lawrence Berkeley National Laboratory | http://eetd.lbl.gov/EA/emp/reports/lbnl-2674e.pdf | Y | 2009 | 22 | 24 | Figure 17 | Y
Solar PV | Systems ≤ 10 kW | CA | Installed Costs - Total | Y | 8.2 | $/WDC-STC | 2008 | 2008 | 2008 | Average - simple | Unspecified | Anaheim Solar Advantage Program; CEC Emerging Renewables Program; CEC New Home Solar Partnership; CPUC California Solar Initiative; CPUC Self-Generation Incentive Program; LADWP Solar Incentive Program; Lompoc PV Rebate Program; SMUD Residential Retrofit and Commercial PV Buydown Programs | Historical | Tracking the Sun II: The Installed Costs of Photovoltaics in the U.S. from 1998-2008 | Lawrence Berkeley National Laboratory | http://eetd.lbl.gov/EA/emp/reports/lbnl-2674e.pdf | Y | 2009 | 2 | 4 |  | Y | Assume simple average
Solar PV | Systems ≤ 10 kW | CA | Installed Costs - Total | Y | 8.2 | $/WDC-STC | 2008 | 2008 | 2008 | Average - simple | Unspecified | CPUC California Solar Initiative | Historical | Tracking the Sun II: The Installed Costs of Photovoltaics in the U.S. from 1998-2008 | Lawrence Berkeley National Laboratory | http://eetd.lbl.gov/EA/emp/reports/lbnl-2674e.pdf | Y | 2009 | 11 | 13 | Figure 5 | Y | Numerical values provided by author.
Solar PV | Systems < 10 kW | CA | Installed Costs - Total | Y | 8.2 | $/WDC-STC | 2008 | 2008 | 2008 | Average - simple | 8657 | Anaheim Solar Advantage Program; CEC Emerging Renewables Program; CEC New Home Solar Partnership; CPUC California Solar Initiative; CPUC Self-Generation Incentive Program; LADWP Solar Incentive Program; Lompoc PV Rebate Program; SMUD Residential Retrofit and Commercial PV Buydown Programs | Historical | Tracking the Sun II: The Installed Costs of Photovoltaics in the U.S. from 1998-2008 | Lawrence Berkeley National Laboratory | http://eetd.lbl.gov/EA/emp/reports/lbnl-2674e.pdf | Y | 2009 | 19 | 21 | Table 4 | Y
Solar PV | 100 kW < Systems ≤ 500 kW | OR | Installed Costs - Total | Y | 8.2 | $/WDC-STC | 2008 | 2008 | 2008 | Average - simple | 7 | ETO Solar Electric Program | Historical | Tracking the Sun II: The Installed Costs of Photovoltaics in the U.S. from 1998-2008 | Lawrence Berkeley National Laboratory | http://eetd.lbl.gov/EA/emp/reports/lbnl-2674e.pdf | Y | 2009 | 19 | 21 | Table 4 | Y
Solar PV | Commercial: Systems ≥ 10 kW | U.S. | Installed Costs - Total | Y | 8.2065 | $/WDC-STC | 2007 | 2008 | 2007 | Average - simple | 1144 | Real data from up to 27 state or utility incentive programs in up to 16 states | Historical | Tracking the Sun II: The Installed Costs of Photovoltaics in the U.S. from 1998-2008 | Lawrence Berkeley National Laboratory | http://eetd.lbl.gov/EA/emp/reports/lbnl-2674e.pdf | Y | 2009 | 29 | 31 | Figure 22 | Y | Numerical values provided by author.
Solar PV | Systems ≤ 10 kW | CA | Installed Costs - Total | Y | 8.2114 | $/WDC-STC | 2008 | 2008 | 2008 | Average - simple | 8657 | Anaheim Solar Advantage Program; CEC Emerging Renewables Program; CEC New Home Solar Partnership; CPUC California Solar Initiative; CPUC Self-Generation Incentive Program; LADWP Solar Incentive Program; Lompoc PV Rebate Program; SMUD Residential Retrofit and Commercial PV Buydown Programs | Historical | Tracking the Sun II: The Installed Costs of Photovoltaics in the U.S. from 1998-2008 | Lawrence Berkeley National Laboratory | http://eetd.lbl.gov/EA/emp/reports/lbnl-2674e.pdf | Y | 2009 | 19 | 21 | Figure 14 | Y | Post-Sales Tax; Numerical values provided by author.
Solar PV | 10 kW ≤ Systems ≤ 100 kW | U.S. | Installed Costs - Total | Y | 8.2126 | $/WDC-STC | 2007 | 2008 | 2007 | Average - simple | Unspecified | Real data from up to 27 state or utility incentive programs in up to 16 states | Historical | Tracking the Sun II: The Installed Costs of Photovoltaics in the U.S. from 1998-2008 | Lawrence Berkeley National Laboratory | http://eetd.lbl.gov/EA/emp/reports/lbnl-2674e.pdf | Y | 2009 | 13 | 15 | Figure 7 | Y | Numerical values provided by author.
Solar PV | Commercial: Systems ≥ 10 kW | U.S. | Installed Costs - Total | Y | 8.2144 | $/WDC-STC | 2008 | 2008 | 2008 | Average - simple | 1294 | Real data from up to 27 state or utility incentive programs in up to 16 states | Historical | Tracking the Sun II: The Installed Costs of Photovoltaics in the U.S. from 1998-2008 | Lawrence Berkeley National Laboratory | http://eetd.lbl.gov/EA/emp/reports/lbnl-2674e.pdf | Y | 2009 | 29 | 31 | Figure 22 | Y | Numerical values provided by author.
Solar PV |  | U.S. | Installed Costs - Total | Y | 8.2431 | $/WDC-STC | 2008 | 2008 | 2008 | Average - simple | 13097 | Real data from up to 27 state or utility incentive programs in up to 16 states | Historical | Tracking the Sun II: The Installed Costs of Photovoltaics in the U.S. from 1998-2008 | Lawrence Berkeley National Laboratory | http://eetd.lbl.gov/EA/emp/reports/lbnl-2674e.pdf | Y | 2009 | 10 | 12 | Figure 4 | Y | Numerical values provided by author.
Solar PV | Residential: Systems < 10 kW | U.S. | Installed Costs - Total | Y | 8.2453 | $/WDC-STC | 2008 | 2008 | 2008 | Average - simple | 11518 | Real data from up to 27 state or utility incentive programs in up to 16 states | Historical | Tracking the Sun II: The Installed Costs of Photovoltaics in the U.S. from 1998-2008 | Lawrence Berkeley National Laboratory | http://eetd.lbl.gov/EA/emp/reports/lbnl-2674e.pdf | Y | 2009 | 29 | 31 | Figure 21 | Y | Numerical values provided by author.
Solar PV | 5 kW ≤ Systems < 10 kW | U.S. | Installed Costs - Total | Y | 8.2561 | $/WDC-STC | 2004 | 2008 | 2004 | Average - simple | Unspecified | Real data from up to 27 state or utility incentive programs in up to 16 states | Historical | Tracking the Sun II: The Installed Costs of Photovoltaics in the U.S. from 1998-2008 | Lawrence Berkeley National Laboratory | http://eetd.lbl.gov/EA/emp/reports/lbnl-2674e.pdf | Y | 2009 | 13 | 15 | Figure 7 | Y | Numerical values provided by author.
Solar PV |  | U.S. | Installed Costs - Total | Y | 8.2639 | $/WDC-STC | 2005 | 2008 | 2005 | Average - simple | 5193 | Real data from up to 27 state or utility incentive programs in up to 16 states | Historical | Tracking the Sun II: The Installed Costs of Photovoltaics in the U.S. from 1998-2008 | Lawrence Berkeley National Laboratory | http://eetd.lbl.gov/EA/emp/reports/lbnl-2674e.pdf | Y | 2009 | 10 | 12 | Figure 4 | Y | Numerical values provided by author.
Solar PV | 5 kW ≤ Systems < 10 kW | U.S. | Installed Costs - Total | Y | 8.2675 | $/WDC-STC | 2007 | 2008 | 2007 | Average - simple | Unspecified | Real data from up to 27 state or utility incentive programs in up to 16 states | Historical | Tracking the Sun II: The Installed Costs of Photovoltaics in the U.S. from 1998-2008 | Lawrence Berkeley National Laboratory | http://eetd.lbl.gov/EA/emp/reports/lbnl-2674e.pdf | Y | 2009 | 13 | 15 | Figure 7 | Y | Numerical values provided by author.
Solar PV | Commercial: Systems ≥ 10 kW | U.S. | Installed Costs - Total | Y | 8.279 | $/WDC-STC | 2004 | 2008 | 2004 | Average - simple | 590 | Real data from up to 27 state or utility incentive programs in up to 16 states | Historical | Tracking the Sun II: The Installed Costs of Photovoltaics in the U.S. from 1998-2008 | Lawrence Berkeley National Laboratory | http://eetd.lbl.gov/EA/emp/reports/lbnl-2674e.pdf | Y | 2009 | 29 | 31 | Figure 22 | Y | Numerical values provided by author.
Solar PV | Residential: Systems < 10 kW | U.S. | Installed Costs - Total | Y | 8.2868 | $/WDC-STC | 2005 | 2008 | 2005 | Average - simple | 4479 | Real data from up to 27 state or utility incentive programs in up to 16 states | Historical | Tracking the Sun II: The Installed Costs of Photovoltaics in the U.S. from 1998-2008 | Lawrence Berkeley National Laboratory | http://eetd.lbl.gov/EA/emp/reports/lbnl-2674e.pdf | Y | 2009 | 29 | 31 | Figure 21 | Y | Numerical values provided by author.
Solar PV |  | U.S. | Installed Costs - Total | Y | 8.2874 | $/WDC-STC | 2004 | 2008 | 2004 | Average - capacity-weighted | 5527 | Real data from up to 27 state or utility incentive programs in up to 16 states | Historical | Tracking the Sun II: The Installed Costs of Photovoltaics in the U.S. from 1998-2008 | Lawrence Berkeley National Laboratory | http://eetd.lbl.gov/EA/emp/reports/lbnl-2674e.pdf | Y | 2009 | 10 | 12 | Figure 4 | Y | Numerical values provided by author.
Solar PV |  | U.S. | Installed Costs - Total | Y | 8.2874 | $/WDC-STC | 2004 | 2008 | 2004 | Average - capacity-weighted | 5527 | Real data from up to 27 state or utility incentive programs in up to 16 states | Historical | Tracking the Sun II: The Installed Costs of Photovoltaics in the U.S. from 1998-2008 | Lawrence Berkeley National Laboratory | http://eetd.lbl.gov/EA/emp/reports/lbnl-2674e.pdf | Y | 2009 | 12 | 14 | Figure 6 | Y | Numerical values provided by author.
Solar PV | 10 kW ≤ Systems ≤ 100 kW | U.S. | Installed Costs - Total | Y | 8.2962 | $/WDC-STC | 2004 | 2008 | 2004 | Average - simple | Unspecified | Real data from up to 27 state or utility incentive programs in up to 16 states | Historical | Tracking the Sun II: The Installed Costs of Photovoltaics in the U.S. from 1998-2008 | Lawrence Berkeley National Laboratory | http://eetd.lbl.gov/EA/emp/reports/lbnl-2674e.pdf | Y | 2009 | 13 | 15 | Figure 7 | Y | Numerical values provided by author.
Solar PV | New residential construction - BIPV | U.S. | Installed Costs - Total | Y | 8.3 | $/WDC-STC | 2008 | 2008 | 2008 | Average - simple | Unspecified | Real data from up to 27 state or utility incentive programs in up to 16 states | Historical | Tracking the Sun II: The Installed Costs of Photovoltaics in the U.S. from 1998-2008 | Lawrence Berkeley National Laboratory | http://eetd.lbl.gov/EA/emp/reports/lbnl-2674e.pdf | Y | 2009 | 2 | 4 |  | Y | Assume simple average
Solar PV | 1 kW ≤ Systems ≤ 3 kW; New Contruction; BIPV | CA, NJ | Installed Costs - Total | Y | 8.3 | $/WDC-STC | 2008 | 2008 | 2008 | Average - simple | 359 | California CSI; NSHP; ERP Programs | Historical | Tracking the Sun II: The Installed Costs of Photovoltaics in the U.S. from 1998-2008 | Lawrence Berkeley National Laboratory | http://eetd.lbl.gov/EA/emp/reports/lbnl-2674e.pdf | Y | 2009 | 21 | 23 | Figure 16 | Y
Solar PV | Systems ≤ 10 kW; projects installed in 2009 through 9/15/2009 | CA | Installed Costs - Total | Y | 8.3 | $/WDC-STC | 2009 | 2008 | 2009 | Average - simple | Unspecified | CPUC California Solar Initiative | Historical | Tracking the Sun II: The Installed Costs of Photovoltaics in the U.S. from 1998-2008 | Lawrence Berkeley National Laboratory | http://eetd.lbl.gov/EA/emp/reports/lbnl-2674e.pdf | Y | 2009 | 11 | 13 | Figure 5 | Y | Numerical values provided by author.
Solar PV | Systems ≤ 10 kW; projects installed in 2009 through 8/31/2009 | NJ | Installed Costs - Total | Y | 8.3 | $/WDC-STC | 2009 | 2008 | 2009 | Average - simple | Unspecified | CORE Program; SREC-Only Pilot; Renewable Incentive Program; SREC Registration Program | Historical | Tracking the Sun II: The Installed Costs of Photovoltaics in the U.S. from 1998-2008 | Lawrence Berkeley National Laboratory | http://eetd.lbl.gov/EA/emp/reports/lbnl-2674e.pdf | Y | 2009 | 11 | 13 | Figure 5 | Y | Numerical values provided by author.
Solar PV |  | CO | Installed Costs - Total | Y | 8.3 | $/WDC-STC | 2008 | 2008 | 2008 | Average - capacity-weighted | 16 | Governor's Energy Office Solar Rebate Program | Historical | Tracking the Sun II: The Installed Costs of Photovoltaics in the U.S. from 1998-2008 | Lawrence Berkeley National Laboratory | http://eetd.lbl.gov/EA/emp/reports/lbnl-2674e.pdf | Y | 2009 | 19 | 21 | Table 4 | Y
Solar PV |  | OR | Installed Costs - Total | Y | 8.3 | $/WDC-STC | 2003-2008 | 2008 | 2003-2008 | Average - capacity-weighted | 878 | ETO Solar Electric Program | Historical | Tracking the Sun II: The Installed Costs of Photovoltaics in the U.S. from 1998-2008 | Lawrence Berkeley National Laboratory | http://eetd.lbl.gov/EA/emp/reports/lbnl-2674e.pdf | Y | 2009 | 19 | 21 | Table 4 | Y
Solar PV |  | CO | Installed Costs - Total | Y | 8.3 | $/WDC-STC | 2008 | 2008 | 2008 | Average - capacity-weighted | 16 | Governor's Energy Office Solar Rebate Program | Historical | Tracking the Sun II: The Installed Costs of Photovoltaics in the U.S. from 1998-2008 | Lawrence Berkeley National Laboratory | http://eetd.lbl.gov/EA/emp/reports/lbnl-2674e.pdf | Y | 2009 | 19 | 21 | Table 4 | Y
Solar PV | Systems < 10 kW | CO | Installed Costs - Total | Y | 8.3 | $/WDC-STC | 2008 | 2008 | 2008 | Average - simple | 16 | Governor's Energy Office Solar Rebate Program | Historical | Tracking the Sun II: The Installed Costs of Photovoltaics in the U.S. from 1998-2008 | Lawrence Berkeley National Laboratory | http://eetd.lbl.gov/EA/emp/reports/lbnl-2674e.pdf | Y | 2009 | 19 | 21 | Table 4 | Y
Solar PV | 10 kW ≤ Systems ≤ 100 kW | CT | Installed Costs - Total | Y | 8.3 | $/WDC-STC | 2008 | 2008 | 2008 | Average - simple | 49 | CCEF Onsite Renewable DG Program; CCEF Solar PV Program | Historical | Tracking the Sun II: The Installed Costs of Photovoltaics in the U.S. from 1998-2008 | Lawrence Berkeley National Laboratory | http://eetd.lbl.gov/EA/emp/reports/lbnl-2674e.pdf | Y | 2009 | 19 | 21 | Table 4 | Y
Solar PV | 10 kW ≤ Systems ≤ 100 kW | NJ | Installed Costs - Total | Y | 8.3 | $/WDC-STC | 2008 | 2008 | 2008 | Average - simple | 132 | NJCEP Customer Onsite Renewable Energy Program; NJCEP Solar Renewable Energy Credit Program | Historical | Tracking the Sun II: The Installed Costs of Photovoltaics in the U.S. from 1998-2008 | Lawrence Berkeley National Laboratory | http://eetd.lbl.gov/EA/emp/reports/lbnl-2674e.pdf | Y | 2009 | 19 | 21 | Table 4 | Y
Solar PV |  | U.S. | Installed Costs - Total | Y | 8.3698 | $/WDC-STC | 2003 | 2008 | 2003 | Average - capacity-weighted | 3526 | Real data from up to 27 state or utility incentive programs in up to 16 states | Historical | Tracking the Sun II: The Installed Costs of Photovoltaics in the U.S. from 1998-2008 | Lawrence Berkeley National Laboratory | http://eetd.lbl.gov/EA/emp/reports/lbnl-2674e.pdf | Y | 2009 | 10 | 12 | Figure 4 | Y | Numerical values provided by author.
Solar PV |  | U.S. | Installed Costs - Total | Y | 8.3698 | $/WDC-STC | 2003 | 2008 | 2003 | Average - capacity-weighted | 3526 | Real data from up to 27 state or utility incentive programs in up to 16 states | Historical | Tracking the Sun II: The Installed Costs of Photovoltaics in the U.S. from 1998-2008 | Lawrence Berkeley National Laboratory | http://eetd.lbl.gov/EA/emp/reports/lbnl-2674e.pdf | Y | 2009 | 12 | 14 | Figure 6 | Y | Numerical values provided by author.
Solar PV |  | U.S. | Installed Costs - Total | Y | 8.3855 | $/WDC-STC | 2006 | 2008 | 2006 | Average - simple | 8677 | Real data from up to 27 state or utility incentive programs in up to 16 states | Historical | Tracking the Sun II: The Installed Costs of Photovoltaics in the U.S. from 1998-2008 | Lawrence Berkeley National Laboratory | http://eetd.lbl.gov/EA/emp/reports/lbnl-2674e.pdf | Y | 2009 | 10 | 12 | Figure 4 | Y | Numerical values provided by author.
Solar PV | 2 kW ≤ Systems < 5 kW | U.S. | Installed Costs - Total | Y | 8.3886 | $/WDC-STC | 2008 | 2008 | 2008 | Average - simple | 6388 | Real data from up to 27 state or utility incentive programs in up to 16 states | Historical | Tracking the Sun II: The Installed Costs of Photovoltaics in the U.S. from 1998-2008 | Lawrence Berkeley National Laboratory | http://eetd.lbl.gov/EA/emp/reports/lbnl-2674e.pdf | Y | 2009 | 15 | 17 | Figure 10 | Y | Numerical values provided by author.
Solar PV | Public; 5 kW ≤ Systems < 10 kW | U.S. | Installed Costs - Total | Y | 8.4 | $/WDC-STC | 2008 | 2008 | 2008 | Average - simple | 19 | Real data from up to 27 state or utility incentive programs in up to 16 states | Historical | Tracking the Sun II: The Installed Costs of Photovoltaics in the U.S. from 1998-2008 | Lawrence Berkeley National Laboratory | http://eetd.lbl.gov/EA/emp/reports/lbnl-2674e.pdf | Y | 2009 | 20 | 22 | Figure 15 | Y
Solar PV | Non-Profit; 5 kW ≤ Systems < 10 kW | U.S. | Installed Costs - Total | Y | 8.4 | $/WDC-STC | 2008 | 2008 | 2008 | Average - simple | 23 | Real data from up to 27 state or utility incentive programs in up to 16 states | Historical | Tracking the Sun II: The Installed Costs of Photovoltaics in the U.S. from 1998-2008 | Lawrence Berkeley National Laboratory | http://eetd.lbl.gov/EA/emp/reports/lbnl-2674e.pdf | Y | 2009 | 20 | 22 | Figure 15 | Y
Solar PV | 10 kW < Systems ≤ 100 kW; Fixed; Rack-Mounted | U.S. | Installed Costs - Total | Y | 8.4 | $/WDC-STC | 2008 | 2008 | 2008 | Average - simple | 142 | Real data from up to 27 state or utility incentive programs in up to 16 states | Historical | Tracking the Sun II: The Installed Costs of Photovoltaics in the U.S. from 1998-2008 | Lawrence Berkeley National Laboratory | http://eetd.lbl.gov/EA/emp/reports/lbnl-2674e.pdf | Y | 2009 | 23 | 25 | Figure 18 | Y
Solar PV |  | OR | Installed Costs - Total | Y | 8.4 | $/WDC-STC | 2008 | 2008 | 2008 | Average - capacity-weighted | 248 | ETO Solar Electric Program | Historical | Tracking the Sun II: The Installed Costs of Photovoltaics in the U.S. from 1998-2008 | Lawrence Berkeley National Laboratory | http://eetd.lbl.gov/EA/emp/reports/lbnl-2674e.pdf | Y | 2009 | 19 | 21 | Table 4 | Y
Solar PV | Residential: Systems < 10 kW | U.S. | Installed Costs - Total | Y | 8.4283 | $/WDC-STC | 2006 | 2008 | 2006 | Average - simple | 7613 | Real data from up to 27 state or utility incentive programs in up to 16 states | Historical | Tracking the Sun II: The Installed Costs of Photovoltaics in the U.S. from 1998-2008 | Lawrence Berkeley National Laboratory | http://eetd.lbl.gov/EA/emp/reports/lbnl-2674e.pdf | Y | 2009 | 29 | 31 | Figure 21 | Y | Numerical values provided by author.
Solar PV | Residential: Systems < 10 kW | U.S. | Installed Costs - Total | Y | 8.4574 | $/WDC-STC | 1999 | 2008 | 1999 | Average - simple | 169 | Real data from up to 27 state or utility incentive programs in up to 16 states | Historical | Tracking the Sun II: The Installed Costs of Photovoltaics in the U.S. from 1998-2008 | Lawrence Berkeley National Laboratory | http://eetd.lbl.gov/EA/emp/reports/lbnl-2674e.pdf | Y | 2009 | 29 | 31 | Figure 21 | Y | Numerical values provided by author.
Solar PV | Residential: Systems < 10 kW | U.S. | Installed Costs - Total | N | 8.4574 | $/WDC-STC | 1999 | 2008 | 1999 | Average - simple | 169 | Real data from up to 27 state or utility incentive programs in up to 16 states | Historical | Tracking the Sun II: The Installed Costs of Photovoltaics in the U.S. from 1998-2008 | Lawrence Berkeley National Laboratory | http://eetd.lbl.gov/EA/emp/reports/lbnl-2674e.pdf | Y | 2009 | 29 | 31 | Figure 21 | Y | Numerical values provided by author.
Solar PV | Systems < 5 kW | U.S. | Installed Costs - Total | Y | 8.468 | $/WDC-STC | 2005 | 2008 | 2005 | Average - simple | Unspecified | Real data from up to 27 state or utility incentive programs in up to 16 states | Historical | Tracking the Sun II: The Installed Costs of Photovoltaics in the U.S. from 1998-2008 | Lawrence Berkeley National Laboratory | http://eetd.lbl.gov/EA/emp/reports/lbnl-2674e.pdf | Y | 2009 | 13 | 15 | Figure 7 | Y | Numerical values provided by author.
Solar PV |  | U.S. | Installed Costs - Total | Y | 8.4736 | $/WDC-STC | 2007 | 2008 | 2007 | Average - simple | 12103 | Real data from up to 27 state or utility incentive programs in up to 16 states | Historical | Tracking the Sun II: The Installed Costs of Photovoltaics in the U.S. from 1998-2008 | Lawrence Berkeley National Laboratory | http://eetd.lbl.gov/EA/emp/reports/lbnl-2674e.pdf | Y | 2009 | 10 | 12 | Figure 4 | Y | Numerical values provided by author.
Solar PV | Systems < 5 kW | U.S. | Installed Costs - Total | Y | 8.4755 | $/WDC-STC | 2008 | 2008 | 2008 | Average - simple | Unspecified | Real data from up to 27 state or utility incentive programs in up to 16 states | Historical | Tracking the Sun II: The Installed Costs of Photovoltaics in the U.S. from 1998-2008 | Lawrence Berkeley National Laboratory | http://eetd.lbl.gov/EA/emp/reports/lbnl-2674e.pdf | Y | 2009 | 13 | 15 | Figure 7 | Y | Numerical values provided by author.
Solar PV | Residential: Systems < 10 kW | U.S. | Installed Costs - Total | Y | 8.4986 | $/WDC-STC | 2007 | 2008 | 2007 | Average - simple | 1087 | Real data from up to 27 state or utility incentive programs in up to 16 states | Historical | Tracking the Sun II: The Installed Costs of Photovoltaics in the U.S. from 1998-2008 | Lawrence Berkeley National Laboratory | http://eetd.lbl.gov/EA/emp/reports/lbnl-2674e.pdf | Y | 2009 | 29 | 31 | Figure 21 | Y | Numerical values provided by author.
Solar PV | Systems ≤ 5 kW | U.S. | Installed Costs - Total | Y | 8.5 | $/WDC-STC | 2008 | 2008 | 2008 | Average - simple | Unspecified | Real data from up to 27 state or utility incentive programs in up to 16 states | Historical | Tracking the Sun II: The Installed Costs of Photovoltaics in the U.S. from 1998-2008 | Lawrence Berkeley National Laboratory | http://eetd.lbl.gov/EA/emp/reports/lbnl-2674e.pdf | Y | 2009 | 1 | 3 |  | Y | Assume simple average
Solar PV | Systems ≤ 10 kW; Thin Film; Rack-Mounted | U.S. | Installed Costs - Total | Y | 8.5 | $/WDC-STC | 2008 | 2008 | 2008 | Average - simple | 22 | Real data from up to 27 state or utility incentive programs in up to 16 states | Historical | Tracking the Sun II: The Installed Costs of Photovoltaics in the U.S. from 1998-2008 | Lawrence Berkeley National Laboratory | http://eetd.lbl.gov/EA/emp/reports/lbnl-2674e.pdf | Y | 2009 | 22 | 24 | Figure 17 | Y
Solar PV |  | U.S. | Installed Costs - Total | Y | 8.5658 | $/WDC-STC | 2004 | 2008 | 2004 | Average - simple | 5527 | Real data from up to 27 state or utility incentive programs in up to 16 states | Historical | Tracking the Sun II: The Installed Costs of Photovoltaics in the U.S. from 1998-2008 | Lawrence Berkeley National Laboratory | http://eetd.lbl.gov/EA/emp/reports/lbnl-2674e.pdf | Y | 2009 | 10 | 12 | Figure 4 | Y | Numerical values provided by author.
Solar PV | Residential: Systems < 10 kW | U.S. | Installed Costs - Total | Y | 8.5892 | $/WDC-STC | 2004 | 2008 | 2004 | Average - simple | 4905 | Real data from up to 27 state or utility incentive programs in up to 16 states | Historical | Tracking the Sun II: The Installed Costs of Photovoltaics in the U.S. from 1998-2008 | Lawrence Berkeley National Laboratory | http://eetd.lbl.gov/EA/emp/reports/lbnl-2674e.pdf | Y | 2009 | 29 | 31 | Figure 21 | Y | Numerical values provided by author.
Solar PV | Commercial; 5 kW ≤ Systems < 10 kW | U.S. | Installed Costs - Total | Y | 8.6 | $/WDC-STC | 2008 | 2008 | 2008 | Average - simple | 246 | Real data from up to 27 state or utility incentive programs in up to 16 states | Historical | Tracking the Sun II: The Installed Costs of Photovoltaics in the U.S. from 1998-2008 | Lawrence Berkeley National Laboratory | http://eetd.lbl.gov/EA/emp/reports/lbnl-2674e.pdf | Y | 2009 | 20 | 22 | Figure 15 | Y
Solar PV | Public; 10 kW ≤ Systems ≤ 100 kW | U.S. | Installed Costs - Total | Y | 8.6 | $/WDC-STC | 2008 | 2008 | 2008 | Average - simple | 59 | Real data from up to 27 state or utility incentive programs in up to 16 states | Historical | Tracking the Sun II: The Installed Costs of Photovoltaics in the U.S. from 1998-2008 | Lawrence Berkeley National Laboratory | http://eetd.lbl.gov/EA/emp/reports/lbnl-2674e.pdf | Y | 2009 | 20 | 22 | Figure 15 | Y
Solar PV |  | NY | Installed Costs - Total | Y | 8.6 | $/WDC-STC | 2008 | 2008 | 2008 | Average - capacity-weighted | 401 | NYSERDA | Historical | Tracking the Sun II: The Installed Costs of Photovoltaics in the U.S. from 1998-2008 | Lawrence Berkeley National Laboratory | http://eetd.lbl.gov/EA/emp/reports/lbnl-2674e.pdf | Y | 2009 | 19 | 21 | Table 4 | Y
Solar PV | Systems < 10 kW | CT | Installed Costs - Total | Y | 8.6 | $/WDC-STC | 2008 | 2008 | 2008 | Average - simple | 249 | CCEF Onsite Renewable DG Program; CCEF Solar PV Program | Historical | Tracking the Sun II: The Installed Costs of Photovoltaics in the U.S. from 1998-2008 | Lawrence Berkeley National Laboratory | http://eetd.lbl.gov/EA/emp/reports/lbnl-2674e.pdf | Y | 2009 | 19 | 21 | Table 4 | Y
Solar PV | 10 kW ≤ Systems ≤ 100 kW | WI | Installed Costs - Total | Y | 8.6 | $/WDC-STC | 2008 | 2008 | 2008 | Average - simple | 20 | Focus on Energy Renewable Energy Cash-Back Rewards Program | Historical | Tracking the Sun II: The Installed Costs of Photovoltaics in the U.S. from 1998-2008 | Lawrence Berkeley National Laboratory | http://eetd.lbl.gov/EA/emp/reports/lbnl-2674e.pdf | Y | 2009 | 19 | 21 | Table 4 | Y
Solar PV | Systems < 5 kW | U.S. | Installed Costs - Total | Y | 8.6403 | $/WDC-STC | 2006 | 2008 | 2006 | Average - simple | Unspecified | Real data from up to 27 state or utility incentive programs in up to 16 states | Historical | Tracking the Sun II: The Installed Costs of Photovoltaics in the U.S. from 1998-2008 | Lawrence Berkeley National Laboratory | http://eetd.lbl.gov/EA/emp/reports/lbnl-2674e.pdf | Y | 2009 | 13 | 15 | Figure 7 | Y | Numerical values provided by author.
Solar PV | Systems ≤ 10 kW | MA | Installed Costs - Total | Y | 8.6415 | $/WDC-STC | 2008 | 2008 | 2008 | Average - simple | 296 | MTC Small Renewables Initiative | Historical | Tracking the Sun II: The Installed Costs of Photovoltaics in the U.S. from 1998-2008 | Lawrence Berkeley National Laboratory | http://eetd.lbl.gov/EA/emp/reports/lbnl-2674e.pdf | Y | 2009 | 19 | 21 | Figure 14 | Y | Numerical values provided by author.
Solar PV | Systems ≤ 10 kW | CT | Installed Costs - Total | Y | 8.6495 | $/WDC-STC | 2008 | 2008 | 2008 | Average - simple | 249 | CCEF Onsite Renewable DG Program; CCEF Solar PV Program | Historical | Tracking the Sun II: The Installed Costs of Photovoltaics in the U.S. from 1998-2008 | Lawrence Berkeley National Laboratory | http://eetd.lbl.gov/EA/emp/reports/lbnl-2674e.pdf | Y | 2009 | 19 | 21 | Figure 14 | Y | Numerical values provided by author.
Solar PV | Systems ≤ 10 kW | CT | Installed Costs - Total | Y | 8.6495 | $/WDC-STC | 2008 | 2008 | 2008 | Average - simple | 249 | CCEF Onsite Renewable DG Program; CCEF Solar PV Program | Historical | Tracking the Sun II: The Installed Costs of Photovoltaics in the U.S. from 1998-2008 | Lawrence Berkeley National Laboratory | http://eetd.lbl.gov/EA/emp/reports/lbnl-2674e.pdf | Y | 2009 | 19 | 21 | Figure 14 | Y | Numerical values provided by author.
Solar PV | Commercial: Systems ≥ 10 kW | U.S. | Installed Costs - Total | Y | 8.6513 | $/WDC-STC | 1999 | 2008 | 1999 | Average - simple | 11 | Real data from up to 27 state or utility incentive programs in up to 16 states | Historical | Tracking the Sun II: The Installed Costs of Photovoltaics in the U.S. from 1998-2008 | Lawrence Berkeley National Laboratory | http://eetd.lbl.gov/EA/emp/reports/lbnl-2674e.pdf | Y | 2009 | 29 | 31 | Figure 22 | Y | Numerical values provided by author.
Solar PV | Systems < 5 kW | U.S. | Installed Costs - Total | Y | 8.6602 | $/WDC-STC | 2007 | 2008 | 2007 | Average - simple | Unspecified | Real data from up to 27 state or utility incentive programs in up to 16 states | Historical | Tracking the Sun II: The Installed Costs of Photovoltaics in the U.S. from 1998-2008 | Lawrence Berkeley National Laboratory | http://eetd.lbl.gov/EA/emp/reports/lbnl-2674e.pdf | Y | 2009 | 13 | 15 | Figure 7 | Y | Numerical values provided by author.
Solar PV | Systems ≤ 10 kW | MA | Installed Costs - Total | Y | 8.669 | $/WDC-STC | 2008 | 2008 | 2008 | Average - simple | 296 | MTC Small Renewables Initiative | Historical | Tracking the Sun II: The Installed Costs of Photovoltaics in the U.S. from 1998-2008 | Lawrence Berkeley National Laboratory | http://eetd.lbl.gov/EA/emp/reports/lbnl-2674e.pdf | Y | 2009 | 19 | 21 | Figure 14 | Y | Numerical values provided by author.
Solar PV | Systems ≤ 10 kW | NJ | Installed Costs - Total | Y | 8.6941 | $/WDC-STC | 2008 | 2008 | 2008 | Average - simple | 690 | NJCEP Customer Onsite Renewable Energy Program; NJCEP Solar Renewable Energy Credit Program | Historical | Tracking the Sun II: The Installed Costs of Photovoltaics in the U.S. from 1998-2008 | Lawrence Berkeley National Laboratory | http://eetd.lbl.gov/EA/emp/reports/lbnl-2674e.pdf | Y | 2009 | 19 | 21 | Figure 14 | Y | Numerical values provided by author.
Solar PV | Systems ≤ 10 kW | NJ | Installed Costs - Total | Y | 8.6941 | $/WDC-STC | 2008 | 2008 | 2008 | Average - simple | 690 | NJCEP Customer Onsite Renewable Energy Program; NJCEP Solar Renewable Energy Credit Program | Historical | Tracking the Sun II: The Installed Costs of Photovoltaics in the U.S. from 1998-2008 | Lawrence Berkeley National Laboratory | http://eetd.lbl.gov/EA/emp/reports/lbnl-2674e.pdf | Y | 2009 | 19 | 21 | Figure 14 | Y | Numerical values provided by author.
Solar PV | 1 kW ≤ Systems ≤ 3 kW; Retrofit | CA, NJ | Installed Costs - Total | Y | 8.7 | $/WDC-STC | 2008 | 2008 | 2008 | Average - simple | 1505 | California CSI; NSHP; ERP Programs | Historical | Tracking the Sun II: The Installed Costs of Photovoltaics in the U.S. from 1998-2008 | Lawrence Berkeley National Laboratory | http://eetd.lbl.gov/EA/emp/reports/lbnl-2674e.pdf | Y | 2009 | 21 | 23 | Figure 16 | Y
Solar PV | 1 kW ≤ Systems ≤ 3 kW; Retrofit; Rack-Mounted | CA, NJ | Installed Costs - Total | Y | 8.7 | $/WDC-STC | 2008 | 2008 | 2008 | Average - simple | 1459 | California CSI; NSHP; ERP Programs | Historical | Tracking the Sun II: The Installed Costs of Photovoltaics in the U.S. from 1998-2008 | Lawrence Berkeley National Laboratory | http://eetd.lbl.gov/EA/emp/reports/lbnl-2674e.pdf | Y | 2009 | 21 | 23 | Figure 16 | Y
Solar PV | Systems ≤ 10 kW | NJ | Installed Costs - Total | Y | 8.7 | $/WDC-STC | 2008 | 2008 | 2008 | Average - simple | Unspecified | CORE Program; SREC-Only Pilot; Renewable Incentive Program; SREC Registration Program | Historical | Tracking the Sun II: The Installed Costs of Photovoltaics in the U.S. from 1998-2008 | Lawrence Berkeley National Laboratory | http://eetd.lbl.gov/EA/emp/reports/lbnl-2674e.pdf | Y | 2009 | 11 | 13 | Figure 5 | Y | Numerical values provided by author.
Solar PV |  | VT | Installed Costs - Total | Y | 8.7 | $/WDC-STC | 2004-2008 | 2008 | 2004-2008 | Average - capacity-weighted | 225 | RERC Small Scale Renewable Energy Incentive Program | Historical | Tracking the Sun II: The Installed Costs of Photovoltaics in the U.S. from 1998-2008 | Lawrence Berkeley National Laboratory | http://eetd.lbl.gov/EA/emp/reports/lbnl-2674e.pdf | Y | 2009 | 19 | 21 | Table 4 | Y
Solar PV | Systems < 10 kW | MA | Installed Costs - Total | Y | 8.7 | $/WDC-STC | 2008 | 2008 | 2008 | Average - simple | 296 | MTC Small Renewables Initiative | Historical | Tracking the Sun II: The Installed Costs of Photovoltaics in the U.S. from 1998-2008 | Lawrence Berkeley National Laboratory | http://eetd.lbl.gov/EA/emp/reports/lbnl-2674e.pdf | Y | 2009 | 19 | 21 | Table 4 | Y
Solar PV | Systems < 10 kW | NJ | Installed Costs - Total | Y | 8.7 | $/WDC-STC | 2008 | 2008 | 2008 | Average - simple | 690 | NJCEP Customer Onsite Renewable Energy Program; NJCEP Solar Renewable Energy Credit Program | Historical | Tracking the Sun II: The Installed Costs of Photovoltaics in the U.S. from 1998-2008 | Lawrence Berkeley National Laboratory | http://eetd.lbl.gov/EA/emp/reports/lbnl-2674e.pdf | Y | 2009 | 19 | 21 | Table 4 | Y
Solar PV | Systems < 10 kW | NY | Installed Costs - Total | Y | 8.7 | $/WDC-STC | 2008 | 2008 | 2008 | Average - simple | 356 | NYSERDA | Historical | Tracking the Sun II: The Installed Costs of Photovoltaics in the U.S. from 1998-2008 | Lawrence Berkeley National Laboratory | http://eetd.lbl.gov/EA/emp/reports/lbnl-2674e.pdf | Y | 2009 | 19 | 21 | Table 4 | Y
Solar PV | Systems < 10 kW | OR | Installed Costs - Total | Y | 8.7 | $/WDC-STC | 2008 | 2008 | 2008 | Average - simple | 201 | ETO Solar Electric Program | Historical | Tracking the Sun II: The Installed Costs of Photovoltaics in the U.S. from 1998-2008 | Lawrence Berkeley National Laboratory | http://eetd.lbl.gov/EA/emp/reports/lbnl-2674e.pdf | Y | 2009 | 19 | 21 | Table 4 | Y
Solar PV | 10 kW ≤ Systems ≤ 100 kW | MA | Installed Costs - Total | Y | 8.7 | $/WDC-STC | 2008 | 2008 | 2008 | Average - simple | 34 | MTC Small Renewables Initiative | Historical | Tracking the Sun II: The Installed Costs of Photovoltaics in the U.S. from 1998-2008 | Lawrence Berkeley National Laboratory | http://eetd.lbl.gov/EA/emp/reports/lbnl-2674e.pdf | Y | 2009 | 19 | 21 | Table 4 | Y
Solar PV | Systems ≤ 10 kW | NY | Installed Costs - Total | Y | 8.7259 | $/WDC-STC | 2008 | 2008 | 2008 | Average - simple | 356 | NYSERDA | Historical | Tracking the Sun II: The Installed Costs of Photovoltaics in the U.S. from 1998-2008 | Lawrence Berkeley National Laboratory | http://eetd.lbl.gov/EA/emp/reports/lbnl-2674e.pdf | Y | 2009 | 19 | 21 | Figure 14 | Y | Numerical values provided by author.
Solar PV | Commercial: Systems ≥ 10 kW | U.S. | Installed Costs - Total | Y | 8.7315 | $/WDC-STC | 2003 | 2008 | 2003 | Average - simple | 374 | Real data from up to 27 state or utility incentive programs in up to 16 states | Historical | Tracking the Sun II: The Installed Costs of Photovoltaics in the U.S. from 1998-2008 | Lawrence Berkeley National Laboratory | http://eetd.lbl.gov/EA/emp/reports/lbnl-2674e.pdf | Y | 2009 | 29 | 31 | Figure 22 | Y | Numerical values provided by author.
Solar PV | Systems ≤ 10 kW | NY | Installed Costs - Total | Y | 8.7406 | $/WDC-STC | 2008 | 2008 | 2008 | Average - simple | 356 | NYSERDA | Historical | Tracking the Sun II: The Installed Costs of Photovoltaics in the U.S. from 1998-2008 | Lawrence Berkeley National Laboratory | http://eetd.lbl.gov/EA/emp/reports/lbnl-2674e.pdf | Y | 2009 | 19 | 21 | Figure 14 | Y | Numerical values provided by author.
Solar PV | Systems ≤ 10 kW | OR | Installed Costs - Total | Y | 8.7477 | $/WDC-STC | 2008 | 2008 | 2008 | Average - simple | 201 | ETO Solar Electric Program | Historical | Tracking the Sun II: The Installed Costs of Photovoltaics in the U.S. from 1998-2008 | Lawrence Berkeley National Laboratory | http://eetd.lbl.gov/EA/emp/reports/lbnl-2674e.pdf | Y | 2009 | 19 | 21 | Figure 14 | Y | Numerical values provided by author.
Solar PV | Systems ≤ 10 kW | OR | Installed Costs - Total | Y | 8.7477 | $/WDC-STC | 2008 | 2008 | 2008 | Average - simple | 201 | ETO Solar Electric Program | Historical | Tracking the Sun II: The Installed Costs of Photovoltaics in the U.S. from 1998-2008 | Lawrence Berkeley National Laboratory | http://eetd.lbl.gov/EA/emp/reports/lbnl-2674e.pdf | Y | 2009 | 19 | 21 | Figure 14 | Y | Numerical values provided by author.
Solar PV | Systems < 5 kW | U.S. | Installed Costs - Total | Y | 8.752 | $/WDC-STC | 2004 | 2008 | 2004 | Average - simple | Unspecified | Real data from up to 27 state or utility incentive programs in up to 16 states | Historical | Tracking the Sun II: The Installed Costs of Photovoltaics in the U.S. from 1998-2008 | Lawrence Berkeley National Laboratory | http://eetd.lbl.gov/EA/emp/reports/lbnl-2674e.pdf | Y | 2009 | 13 | 15 | Figure 7 | Y | Numerical values provided by author.
Solar PV | Systems ≤ 10 kW; Fixed; Rack-Mounted | U.S. | Installed Costs - Total | Y | 8.8 | $/WDC-STC | 2008 | 2008 | 2008 | Average - simple | 1199 | Real data from up to 27 state or utility incentive programs in up to 16 states | Historical | Tracking the Sun II: The Installed Costs of Photovoltaics in the U.S. from 1998-2008 | Lawrence Berkeley National Laboratory | http://eetd.lbl.gov/EA/emp/reports/lbnl-2674e.pdf | Y | 2009 | 23 | 25 | Figure 18 | Y
Solar PV |  | NV | Installed Costs - Total | Y | 8.8 | $/WDC-STC | 2008 | 2008 | 2008 | Average - capacity-weighted | 145 | NPC/SPPC RenewableGenerations Rebate Program | Historical | Tracking the Sun II: The Installed Costs of Photovoltaics in the U.S. from 1998-2008 | Lawrence Berkeley National Laboratory | http://eetd.lbl.gov/EA/emp/reports/lbnl-2674e.pdf | Y | 2009 | 19 | 21 | Table 4 | Y
Solar PV | 10 kW ≤ Systems ≤ 100 kW | NY | Installed Costs - Total | Y | 8.8 | $/WDC-STC | 2008 | 2008 | 2008 | Average - simple | 45 | NYSERDA | Historical | Tracking the Sun II: The Installed Costs of Photovoltaics in the U.S. from 1998-2008 | Lawrence Berkeley National Laboratory | http://eetd.lbl.gov/EA/emp/reports/lbnl-2674e.pdf | Y | 2009 | 19 | 21 | Table 4 | Y
Solar PV | 10 kW ≤ Systems ≤ 100 kW | VT | Installed Costs - Total | Y | 8.8 | $/WDC-STC | 2008 | 2008 | 2008 | Average - simple | 5 | RERC Small Scale Renewable Energy Incentive Program | Historical | Tracking the Sun II: The Installed Costs of Photovoltaics in the U.S. from 1998-2008 | Lawrence Berkeley National Laboratory | http://eetd.lbl.gov/EA/emp/reports/lbnl-2674e.pdf | Y | 2009 | 19 | 21 | Table 4 | Y
Solar PV | 10 kW ≤ Systems ≤ 100 kW | U.S. | Installed Costs - Total | Y | 8.8069 | $/WDC-STC | 2003 | 2008 | 2003 | Average - simple | Unspecified | Real data from up to 27 state or utility incentive programs in up to 16 states | Historical | Tracking the Sun II: The Installed Costs of Photovoltaics in the U.S. from 1998-2008 | Lawrence Berkeley National Laboratory | http://eetd.lbl.gov/EA/emp/reports/lbnl-2674e.pdf | Y | 2009 | 13 | 15 | Figure 7 | Y | Numerical values provided by author.
Solar PV | Commercial: Systems ≥ 10 kW | U.S. | Installed Costs - Total | N | 8.8085 | $/WDC-STC | 1998 | 2008 | 1998 | Average - simple | 5 | Real data from up to 27 state or utility incentive programs in up to 16 states | Historical | Tracking the Sun II: The Installed Costs of Photovoltaics in the U.S. from 1998-2008 | Lawrence Berkeley National Laboratory | http://eetd.lbl.gov/EA/emp/reports/lbnl-2674e.pdf | Y | 2009 | 29 | 31 | Figure 22 | Y | Numerical values provided by author.
Solar PV | Systems ≤ 10 kW | NV | Installed Costs - Total | Y | 8.8093 | $/WDC-STC | 2008 | 2008 | 2008 | Average - simple | 141 | NPC/SPPC RenewableGenerations Rebate Program | Historical | Tracking the Sun II: The Installed Costs of Photovoltaics in the U.S. from 1998-2008 | Lawrence Berkeley National Laboratory | http://eetd.lbl.gov/EA/emp/reports/lbnl-2674e.pdf | Y | 2009 | 19 | 21 | Figure 14 | Y | Post-Sales Tax; Numerical values provided by author.
Solar PV | 10 kW < Systems ≤ 100 kW; Tracking; Rack-Mounted | U.S. | Installed Costs - Total | Y | 8.9 | $/WDC-STC | 2008 | 2008 | 2008 | Average - simple | 39 | Real data from up to 27 state or utility incentive programs in up to 16 states | Historical | Tracking the Sun II: The Installed Costs of Photovoltaics in the U.S. from 1998-2008 | Lawrence Berkeley National Laboratory | http://eetd.lbl.gov/EA/emp/reports/lbnl-2674e.pdf | Y | 2009 | 23 | 25 | Figure 18 | Y
Solar PV |  | MN | Installed Costs - Total | Y | 8.9 | $/WDC-STC | 2002-2008 | 2008 | 2002-2008 | Average - capacity-weighted | 145 | MSEO Solar Electric Rebate Program | Historical | Tracking the Sun II: The Installed Costs of Photovoltaics in the U.S. from 1998-2008 | Lawrence Berkeley National Laboratory | http://eetd.lbl.gov/EA/emp/reports/lbnl-2674e.pdf | Y | 2009 | 19 | 21 | Table 4 | Y
Solar PV |  | NY | Installed Costs - Total | Y | 8.9 | $/WDC-STC | 2003-2008 | 2008 | 2003-2008 | Average - capacity-weighted | 1158 | NYSERDA | Historical | Tracking the Sun II: The Installed Costs of Photovoltaics in the U.S. from 1998-2008 | Lawrence Berkeley National Laboratory | http://eetd.lbl.gov/EA/emp/reports/lbnl-2674e.pdf | Y | 2009 | 19 | 21 | Table 4 | Y
Solar PV |  | WI | Installed Costs - Total | Y | 8.9 | $/WDC-STC | 2002-2008 | 2008 | 2002-2008 | Average - capacity-weighted | 386 | Focus on Energy Renewable Energy Cash-Back Rewards Program | Historical | Tracking the Sun II: The Installed Costs of Photovoltaics in the U.S. from 1998-2008 | Lawrence Berkeley National Laboratory | http://eetd.lbl.gov/EA/emp/reports/lbnl-2674e.pdf | Y | 2009 | 19 | 21 | Table 4 | Y
Solar PV | Systems < 10 kW | WA | Installed Costs - Total | Y | 8.9 | $/WDC-STC | 2008 | 2008 | 2008 | Average - simple | 6 | Klickitat PUD Solar PV Rebate Program; Port Angeles Solar Energy System Rebate | Historical | Tracking the Sun II: The Installed Costs of Photovoltaics in the U.S. from 1998-2008 | Lawrence Berkeley National Laboratory | http://eetd.lbl.gov/EA/emp/reports/lbnl-2674e.pdf | Y | 2009 | 19 | 21 | Table 4 | Y
Solar PV |  | MD | Installed Costs - Total | Y | 9 | $/WDC-STC | 2008 | 2008 | 2008 | Average - capacity-weighted | 135 | MEA Solar Energy Grant Program | Historical | Tracking the Sun II: The Installed Costs of Photovoltaics in the U.S. from 1998-2008 | Lawrence Berkeley National Laboratory | http://eetd.lbl.gov/EA/emp/reports/lbnl-2674e.pdf | Y | 2009 | 19 | 21 | Table 4 | Y
Solar PV |  | WI | Installed Costs - Total | Y | 9 | $/WDC-STC | 2008 | 2008 | 2008 | Average - capacity-weighted | 145 | Focus on Energy Renewable Energy Cash-Back Rewards Program | Historical | Tracking the Sun II: The Installed Costs of Photovoltaics in the U.S. from 1998-2008 | Lawrence Berkeley National Laboratory | http://eetd.lbl.gov/EA/emp/reports/lbnl-2674e.pdf | Y | 2009 | 19 | 21 | Table 4 | Y
Solar PV | Residential: Systems < 10 kW | U.S. | Installed Costs - Total | Y | 9.0069 | $/WDC-STC | 1998 | 2008 | 1998 | Average - simple | 34 | Real data from up to 27 state or utility incentive programs in up to 16 states | Historical | Tracking the Sun II: The Installed Costs of Photovoltaics in the U.S. from 1998-2008 | Lawrence Berkeley National Laboratory | http://eetd.lbl.gov/EA/emp/reports/lbnl-2674e.pdf | Y | 2009 | 29 | 31 | Figure 21 | Y | Numerical values provided by author.
Solar PV | Residential: Systems < 10 kW | U.S. | Installed Costs - Total | N | 9.0069 | $/WDC-STC | 1998 | 2008 | 1998 | Average - simple | 34 | Real data from up to 27 state or utility incentive programs in up to 16 states | Historical | Tracking the Sun II: The Installed Costs of Photovoltaics in the U.S. from 1998-2008 | Lawrence Berkeley National Laboratory | http://eetd.lbl.gov/EA/emp/reports/lbnl-2674e.pdf | Y | 2009 | 29 | 31 | Figure 21 | Y | Numerical values provided by author.
Solar PV | 5 kW ≤ Systems < 10 kW | U.S. | Installed Costs - Total | Y | 9.0309 | $/WDC-STC | 2003 | 2008 | 2003 | Average - simple | Unspecified | Real data from up to 27 state or utility incentive programs in up to 16 states | Historical | Tracking the Sun II: The Installed Costs of Photovoltaics in the U.S. from 1998-2008 | Lawrence Berkeley National Laboratory | http://eetd.lbl.gov/EA/emp/reports/lbnl-2674e.pdf | Y | 2009 | 13 | 15 | Figure 7 | Y | Numerical values provided by author.
Solar PV | 100 kW < Systems ≤ 500 kW | U.S. | Installed Costs - Total | Y | 9.0501 | $/WDC-STC | 2002 | 2008 | 2002 | Average - simple | Unspecified | Real data from up to 27 state or utility incentive programs in up to 16 states | Historical | Tracking the Sun II: The Installed Costs of Photovoltaics in the U.S. from 1998-2008 | Lawrence Berkeley National Laboratory | http://eetd.lbl.gov/EA/emp/reports/lbnl-2674e.pdf | Y | 2009 | 13 | 15 | Figure 7 | Y | Numerical values provided by author.
Solar PV | 10 kW ≤ Systems ≤ 100 kW | U.S. | Installed Costs - Total | Y | 9.0525 | $/WDC-STC | 2000 | 2008 | 2000 | Average - simple | Unspecified | Real data from up to 27 state or utility incentive programs in up to 16 states | Historical | Tracking the Sun II: The Installed Costs of Photovoltaics in the U.S. from 1998-2008 | Lawrence Berkeley National Laboratory | http://eetd.lbl.gov/EA/emp/reports/lbnl-2674e.pdf | Y | 2009 | 13 | 15 | Figure 7 | Y | Numerical values provided by author.
Solar PV | Systems ≤ 10 kW | MD | Installed Costs - Total | Y | 9.0527 | $/WDC-STC | 2008 | 2008 | 2008 | Average - simple | 131 | MEA Solar Energy Grant Program | Historical | Tracking the Sun II: The Installed Costs of Photovoltaics in the U.S. from 1998-2008 | Lawrence Berkeley National Laboratory | http://eetd.lbl.gov/EA/emp/reports/lbnl-2674e.pdf | Y | 2009 | 19 | 21 | Figure 14 | Y | Post-Sales Tax; Numerical values provided by author.
Solar PV | Commercial: Systems ≥ 10 kW | U.S. | Installed Costs - Total | Y | 9.0577 | $/WDC-STC | 2000 | 2008 | 2000 | Average - simple | 14 | Real data from up to 27 state or utility incentive programs in up to 16 states | Historical | Tracking the Sun II: The Installed Costs of Photovoltaics in the U.S. from 1998-2008 | Lawrence Berkeley National Laboratory | http://eetd.lbl.gov/EA/emp/reports/lbnl-2674e.pdf | Y | 2009 | 29 | 31 | Figure 22 | Y | Numerical values provided by author.
Solar PV |  | MA | Installed Costs - Total | Y | 9.1 | $/WDC-STC | 2002-2008 | 2008 | 2002-2008 | Average - capacity-weighted | 1091 | MTC Small Renewables Initiative | Historical | Tracking the Sun II: The Installed Costs of Photovoltaics in the U.S. from 1998-2008 | Lawrence Berkeley National Laboratory | http://eetd.lbl.gov/EA/emp/reports/lbnl-2674e.pdf | Y | 2009 | 19 | 21 | Table 4 | Y
Solar PV |  | NV | Installed Costs - Total | Y | 9.1 | $/WDC-STC | 2004-2008 | 2008 | 2004-2008 | Average - capacity-weighted | 393 | NPC/SPPC RenewableGenerations Rebate Program | Historical | Tracking the Sun II: The Installed Costs of Photovoltaics in the U.S. from 1998-2008 | Lawrence Berkeley National Laboratory | http://eetd.lbl.gov/EA/emp/reports/lbnl-2674e.pdf | Y | 2009 | 19 | 21 | Table 4 | Y
Solar PV |  | VT | Installed Costs - Total | Y | 9.1 | $/WDC-STC | 2008 | 2008 | 2008 | Average - capacity-weighted | 94 | RERC Small Scale Renewable Energy Incentive Program | Historical | Tracking the Sun II: The Installed Costs of Photovoltaics in the U.S. from 1998-2008 | Lawrence Berkeley National Laboratory | http://eetd.lbl.gov/EA/emp/reports/lbnl-2674e.pdf | Y | 2009 | 19 | 21 | Table 4 | Y
Solar PV | Systems ≤ 10 kW | WI | Installed Costs - Total | Y | 9.1278 | $/WDC-STC | 2008 | 2008 | 2008 | Average - simple | 125 | Focus on Energy Renewable Energy Cash-Back Rewards Program | Historical | Tracking the Sun II: The Installed Costs of Photovoltaics in the U.S. from 1998-2008 | Lawrence Berkeley National Laboratory | http://eetd.lbl.gov/EA/emp/reports/lbnl-2674e.pdf | Y | 2009 | 19 | 21 | Figure 14 | Y | Post-Sales Tax; Numerical values provided by author.
Solar PV | Systems < 2 kW | U.S. | Installed Costs - Total | Y | 9.1709 | $/WDC-STC | 2008 | 2008 | 2008 | Average - simple | 798 | Real data from up to 27 state or utility incentive programs in up to 16 states | Historical | Tracking the Sun II: The Installed Costs of Photovoltaics in the U.S. from 1998-2008 | Lawrence Berkeley National Laboratory | http://eetd.lbl.gov/EA/emp/reports/lbnl-2674e.pdf | Y | 2009 | 15 | 17 | Figure 10 | Y | Numerical values provided by author.
Solar PV | Systems ≤ 10 kW | NV | Installed Costs - Total | Y | 9.1815 | $/WDC-STC | 2008 | 2008 | 2008 | Average - simple | 141 | NPC/SPPC RenewableGenerations Rebate Program | Historical | Tracking the Sun II: The Installed Costs of Photovoltaics in the U.S. from 1998-2008 | Lawrence Berkeley National Laboratory | http://eetd.lbl.gov/EA/emp/reports/lbnl-2674e.pdf | Y | 2009 | 19 | 21 | Figure 14 | Y | Post-Sales Tax; Numerical values provided by author.
Solar PV | Systems ≤ 2 kW | U.S. | Installed Costs - Total | Y | 9.2 | $/WDC-STC | 2008 | 2008 | 2008 | Average - simple | Unspecified | Real data from up to 27 state or utility incentive programs in up to 16 states | Historical | Tracking the Sun II: The Installed Costs of Photovoltaics in the U.S. from 1998-2008 | Lawrence Berkeley National Laboratory | http://eetd.lbl.gov/EA/emp/reports/lbnl-2674e.pdf | Y | 2009 | 2 | 4 |  | Y | Assume simple average
Solar PV | Systems < 10 kW | NV | Installed Costs - Total | Y | 9.2 | $/WDC-STC | 2008 | 2008 | 2008 | Average - simple | 141 | NPC/SPPC RenewableGenerations Rebate Program | Historical | Tracking the Sun II: The Installed Costs of Photovoltaics in the U.S. from 1998-2008 | Lawrence Berkeley National Laboratory | http://eetd.lbl.gov/EA/emp/reports/lbnl-2674e.pdf | Y | 2009 | 19 | 21 | Table 4 | Y
Solar PV |  | PA | Installed Costs - Total | Y | 9.3 | $/WDC-STC | 2002-2008 | 2008 | 2002-2008 | Average - capacity-weighted | 164 | SDF Solar PV Grant Program | Historical | Tracking the Sun II: The Installed Costs of Photovoltaics in the U.S. from 1998-2008 | Lawrence Berkeley National Laboratory | http://eetd.lbl.gov/EA/emp/reports/lbnl-2674e.pdf | Y | 2009 | 19 | 21 | Table 4 | Y
Solar PV | Systems < 10 kW | MD | Installed Costs - Total | Y | 9.3 | $/WDC-STC | 2008 | 2008 | 2008 | Average - simple | 131 | MEA Solar Energy Grant Program | Historical | Tracking the Sun II: The Installed Costs of Photovoltaics in the U.S. from 1998-2008 | Lawrence Berkeley National Laboratory | http://eetd.lbl.gov/EA/emp/reports/lbnl-2674e.pdf | Y | 2009 | 19 | 21 | Table 4 | Y
Solar PV |  | U.S. | Installed Costs - Total | Y | 9.3078 | $/WDC-STC | 2003 | 2008 | 2003 | Average - simple | 3526 | Real data from up to 27 state or utility incentive programs in up to 16 states | Historical | Tracking the Sun II: The Installed Costs of Photovoltaics in the U.S. from 1998-2008 | Lawrence Berkeley National Laboratory | http://eetd.lbl.gov/EA/emp/reports/lbnl-2674e.pdf | Y | 2009 | 10 | 12 | Figure 4 | Y | Numerical values provided by author.
Solar PV | Systems ≤ 10 kW | MD | Installed Costs - Total | Y | 9.3474 | $/WDC-STC | 2008 | 2008 | 2008 | Average - simple | 131 | MEA Solar Energy Grant Program | Historical | Tracking the Sun II: The Installed Costs of Photovoltaics in the U.S. from 1998-2008 | Lawrence Berkeley National Laboratory | http://eetd.lbl.gov/EA/emp/reports/lbnl-2674e.pdf | Y | 2009 | 19 | 21 | Figure 14 | Y | Post-Sales Tax; Numerical values provided by author.
Solar PV | Residential: Systems < 10 kW | U.S. | Installed Costs - Total | Y | 9.3706 | $/WDC-STC | 2003 | 2008 | 2003 | Average - simple | 3137 | Real data from up to 27 state or utility incentive programs in up to 16 states | Historical | Tracking the Sun II: The Installed Costs of Photovoltaics in the U.S. from 1998-2008 | Lawrence Berkeley National Laboratory | http://eetd.lbl.gov/EA/emp/reports/lbnl-2674e.pdf | Y | 2009 | 29 | 31 | Figure 21 | Y | Numerical values provided by author.
Solar PV |  | MD | Installed Costs - Total | Y | 9.4 | $/WDC-STC | 2005-2008 | 2008 | 2005-2008 | Average - capacity-weighted | 230 | MEA Solar Energy Grant Program | Historical | Tracking the Sun II: The Installed Costs of Photovoltaics in the U.S. from 1998-2008 | Lawrence Berkeley National Laboratory | http://eetd.lbl.gov/EA/emp/reports/lbnl-2674e.pdf | Y | 2009 | 19 | 21 | Table 4 | Y
Solar PV | Systems < 10 kW | VT | Installed Costs - Total | Y | 9.4 | $/WDC-STC | 2008 | 2008 | 2008 | Average - simple | 89 | RERC Small Scale Renewable Energy Incentive Program | Historical | Tracking the Sun II: The Installed Costs of Photovoltaics in the U.S. from 1998-2008 | Lawrence Berkeley National Laboratory | http://eetd.lbl.gov/EA/emp/reports/lbnl-2674e.pdf | Y | 2009 | 19 | 21 | Table 4 | Y
Solar PV | Systems < 10 kW | WI | Installed Costs - Total | Y | 9.4 | $/WDC-STC | 2008 | 2008 | 2008 | Average - simple | 125 | Focus on Energy Renewable Energy Cash-Back Rewards Program | Historical | Tracking the Sun II: The Installed Costs of Photovoltaics in the U.S. from 1998-2008 | Lawrence Berkeley National Laboratory | http://eetd.lbl.gov/EA/emp/reports/lbnl-2674e.pdf | Y | 2009 | 19 | 21 | Table 4 | Y
Solar PV | 10 kW ≤ Systems ≤ 100 kW | OR | Installed Costs - Total | Y | 9.4 | $/WDC-STC | 2008 | 2008 | 2008 | Average - simple | 39 | ETO Solar Electric Program | Historical | Tracking the Sun II: The Installed Costs of Photovoltaics in the U.S. from 1998-2008 | Lawrence Berkeley National Laboratory | http://eetd.lbl.gov/EA/emp/reports/lbnl-2674e.pdf | Y | 2009 | 19 | 21 | Table 4 | Y
Solar PV | Systems ≤ 10 kW | VT | Installed Costs - Total | Y | 9.4133 | $/WDC-STC | 2008 | 2008 | 2008 | Average - simple | 89 | RERC Small Scale Renewable Energy Incentive Program | Historical | Tracking the Sun II: The Installed Costs of Photovoltaics in the U.S. from 1998-2008 | Lawrence Berkeley National Laboratory | http://eetd.lbl.gov/EA/emp/reports/lbnl-2674e.pdf | Y | 2009 | 19 | 21 | Figure 14 | Y | Numerical values provided by author.
Solar PV | Systems ≤ 10 kW | VT | Installed Costs - Total | Y | 9.4133 | $/WDC-STC | 2008 | 2008 | 2008 | Average - simple | 89 | RERC Small Scale Renewable Energy Incentive Program | Historical | Tracking the Sun II: The Installed Costs of Photovoltaics in the U.S. from 1998-2008 | Lawrence Berkeley National Laboratory | http://eetd.lbl.gov/EA/emp/reports/lbnl-2674e.pdf | Y | 2009 | 19 | 21 | Figure 14 | Y | Numerical values provided by author.
Solar PV | Systems ≤ 10 kW | WI | Installed Costs - Total | Y | 9.4245 | $/WDC-STC | 2008 | 2008 | 2008 | Average - simple | 125 | Focus on Energy Renewable Energy Cash-Back Rewards Program | Historical | Tracking the Sun II: The Installed Costs of Photovoltaics in the U.S. from 1998-2008 | Lawrence Berkeley National Laboratory | http://eetd.lbl.gov/EA/emp/reports/lbnl-2674e.pdf | Y | 2009 | 19 | 21 | Figure 14 | Y | Post-Sales Tax; Numerical values provided by author.
Solar PV |  | U.S. | Installed Costs - Total | Y | 9.4854 | $/WDC-STC | 2000 | 2008 | 2000 | Average - capacity-weighted | 217 | Real data from up to 27 state or utility incentive programs in up to 16 states | Historical | Tracking the Sun II: The Installed Costs of Photovoltaics in the U.S. from 1998-2008 | Lawrence Berkeley National Laboratory | http://eetd.lbl.gov/EA/emp/reports/lbnl-2674e.pdf | Y | 2009 | 10 | 12 | Figure 4 | Y | Numerical values provided by author.
Solar PV |  | U.S. | Installed Costs - Total | Y | 9.4854 | $/WDC-STC | 2000 | 2008 | 2000 | Average - capacity-weighted | 217 | Real data from up to 27 state or utility incentive programs in up to 16 states | Historical | Tracking the Sun II: The Installed Costs of Photovoltaics in the U.S. from 1998-2008 | Lawrence Berkeley National Laboratory | http://eetd.lbl.gov/EA/emp/reports/lbnl-2674e.pdf | Y | 2009 | 12 | 14 | Figure 6 | Y | Numerical values provided by author.
Solar PV | Systems ≤ 10 kW | PA | Installed Costs - Total | Y | 9.49 | $/WDC-STC | 2008 | 2008 | 2008 | Average - simple | 16 | SDF Solar PV Grant Program | Historical | Tracking the Sun II: The Installed Costs of Photovoltaics in the U.S. from 1998-2008 | Lawrence Berkeley National Laboratory | http://eetd.lbl.gov/EA/emp/reports/lbnl-2674e.pdf | Y | 2009 | 19 | 21 | Figure 14 | Y | Post-Sales Tax; Numerical values provided by author.
Solar PV |  | OH | Installed Costs - Total | Y | 9.5 | $/WDC-STC | 2008 | 2008 | 2008 | Average - capacity-weighted | 23 | ODOD Advanced Energy Fund Grants | Historical | Tracking the Sun II: The Installed Costs of Photovoltaics in the U.S. from 1998-2008 | Lawrence Berkeley National Laboratory | http://eetd.lbl.gov/EA/emp/reports/lbnl-2674e.pdf | Y | 2009 | 19 | 21 | Table 4 | Y
Solar PV |  | PA | Installed Costs - Total | Y | 9.5 | $/WDC-STC | 2008 | 2008 | 2008 | Average - capacity-weighted | 18 | SDF Solar PV Grant Program | Historical | Tracking the Sun II: The Installed Costs of Photovoltaics in the U.S. from 1998-2008 | Lawrence Berkeley National Laboratory | http://eetd.lbl.gov/EA/emp/reports/lbnl-2674e.pdf | Y | 2009 | 19 | 21 | Table 4 | Y
Solar PV | Systems < 5 kW | U.S. | Installed Costs - Total | Y | 9.5164 | $/WDC-STC | 2003 | 2008 | 2003 | Average - simple | Unspecified | Real data from up to 27 state or utility incentive programs in up to 16 states | Historical | Tracking the Sun II: The Installed Costs of Photovoltaics in the U.S. from 1998-2008 | Lawrence Berkeley National Laboratory | http://eetd.lbl.gov/EA/emp/reports/lbnl-2674e.pdf | Y | 2009 | 13 | 15 | Figure 7 | Y | Numerical values provided by author.
Solar PV | 5 kW ≤ Systems < 10 kW | U.S. | Installed Costs - Total | Y | 9.5888 | $/WDC-STC | 2000 | 2008 | 2000 | Average - simple | Unspecified | Real data from up to 27 state or utility incentive programs in up to 16 states | Historical | Tracking the Sun II: The Installed Costs of Photovoltaics in the U.S. from 1998-2008 | Lawrence Berkeley National Laboratory | http://eetd.lbl.gov/EA/emp/reports/lbnl-2674e.pdf | Y | 2009 | 13 | 15 | Figure 7 | Y | Numerical values provided by author.
Solar PV |  | OH | Installed Costs - Total | Y | 9.6 | $/WDC-STC | 2005-2008 | 2008 | 2005-2008 | Average - capacity-weighted | 35 | ODOD Advanced Energy Fund Grants | Historical | Tracking the Sun II: The Installed Costs of Photovoltaics in the U.S. from 1998-2008 | Lawrence Berkeley National Laboratory | http://eetd.lbl.gov/EA/emp/reports/lbnl-2674e.pdf | Y | 2009 | 19 | 21 | Table 4 | Y
Solar PV | Systems < 10 kW | MN | Installed Costs - Total | Y | 9.6 | $/WDC-STC | 2008 | 2008 | 2008 | Average - simple | 37 | MSEO Solar Electric Rebate Program | Historical | Tracking the Sun II: The Installed Costs of Photovoltaics in the U.S. from 1998-2008 | Lawrence Berkeley National Laboratory | http://eetd.lbl.gov/EA/emp/reports/lbnl-2674e.pdf | Y | 2009 | 19 | 21 | Table 4 | Y
Solar PV | Systems ≤ 10 kW | MN | Installed Costs - Total | Y | 9.6149 | $/WDC-STC | 2008 | 2008 | 2008 | Average - simple | 37 | MSEO Solar Electric Rebate Program | Historical | Tracking the Sun II: The Installed Costs of Photovoltaics in the U.S. from 1998-2008 | Lawrence Berkeley National Laboratory | http://eetd.lbl.gov/EA/emp/reports/lbnl-2674e.pdf | Y | 2009 | 19 | 21 | Figure 14 | Y | Numerical values provided by author.
Solar PV | Systems ≤ 10 kW | MN | Installed Costs - Total | Y | 9.6149 | $/WDC-STC | 2008 | 2008 | 2008 | Average - simple | 37 | MSEO Solar Electric Rebate Program | Historical | Tracking the Sun II: The Installed Costs of Photovoltaics in the U.S. from 1998-2008 | Lawrence Berkeley National Laboratory | http://eetd.lbl.gov/EA/emp/reports/lbnl-2674e.pdf | Y | 2009 | 19 | 21 | Figure 14 | Y | Numerical values provided by author.
Solar PV | Systems ≤ 10 kW | OH | Installed Costs - Total | Y | 9.6612 | $/WDC-STC | 2008 | 2008 | 2008 | Average - simple | 18 | ODOD Advanced Energy Fund Grants | Historical | Tracking the Sun II: The Installed Costs of Photovoltaics in the U.S. from 1998-2008 | Lawrence Berkeley National Laboratory | http://eetd.lbl.gov/EA/emp/reports/lbnl-2674e.pdf | Y | 2009 | 19 | 21 | Figure 14 | Y | Post-Sales Tax; Numerical values provided by author.
Solar PV | Commercial: Systems ≥ 10 kW | U.S. | Installed Costs - Total | Y | 9.6681 | $/WDC-STC | 2001 | 2008 | 2001 | Average - simple | 42 | Real data from up to 27 state or utility incentive programs in up to 16 states | Historical | Tracking the Sun II: The Installed Costs of Photovoltaics in the U.S. from 1998-2008 | Lawrence Berkeley National Laboratory | http://eetd.lbl.gov/EA/emp/reports/lbnl-2674e.pdf | Y | 2009 | 29 | 31 | Figure 22 | Y | Numerical values provided by author.
Solar PV |  | U.S. | Installed Costs - Total | Y | 9.7539 | $/WDC-STC | 2002 | 2008 | 2002 | Average - capacity-weighted | 2489 | Real data from up to 27 state or utility incentive programs in up to 16 states | Historical | Tracking the Sun II: The Installed Costs of Photovoltaics in the U.S. from 1998-2008 | Lawrence Berkeley National Laboratory | http://eetd.lbl.gov/EA/emp/reports/lbnl-2674e.pdf | Y | 2009 | 10 | 12 | Figure 4 | Y | Numerical values provided by author.
Solar PV |  | U.S. | Installed Costs - Total | Y | 9.7539 | $/WDC-STC | 2002 | 2008 | 2002 | Average - capacity-weighted | 2489 | Real data from up to 27 state or utility incentive programs in up to 16 states | Historical | Tracking the Sun II: The Installed Costs of Photovoltaics in the U.S. from 1998-2008 | Lawrence Berkeley National Laboratory | http://eetd.lbl.gov/EA/emp/reports/lbnl-2674e.pdf | Y | 2009 | 12 | 14 | Figure 6 | Y | Numerical values provided by author.
Solar PV |  | U.S. | Installed Costs - Total | Y | 9.7682 | $/WDC-STC | 2001 | 2008 | 2001 | Average - capacity-weighted | 1308 | Real data from up to 27 state or utility incentive programs in up to 16 states | Historical | Tracking the Sun II: The Installed Costs of Photovoltaics in the U.S. from 1998-2008 | Lawrence Berkeley National Laboratory | http://eetd.lbl.gov/EA/emp/reports/lbnl-2674e.pdf | Y | 2009 | 10 | 12 | Figure 4 | Y | Numerical values provided by author.
Solar PV |  | U.S. | Installed Costs - Total | Y | 9.7682 | $/WDC-STC | 2001 | 2008 | 2001 | Average - capacity-weighted | 1308 | Real data from up to 27 state or utility incentive programs in up to 16 states | Historical | Tracking the Sun II: The Installed Costs of Photovoltaics in the U.S. from 1998-2008 | Lawrence Berkeley National Laboratory | http://eetd.lbl.gov/EA/emp/reports/lbnl-2674e.pdf | Y | 2009 | 12 | 14 | Figure 6 | Y | Numerical values provided by author.
Solar PV |  | MN | Installed Costs - Total | Y | 9.8 | $/WDC-STC | 2008 | 2008 | 2008 | Average - capacity-weighted | 38 | MSEO Solar Electric Rebate Program | Historical | Tracking the Sun II: The Installed Costs of Photovoltaics in the U.S. from 1998-2008 | Lawrence Berkeley National Laboratory | http://eetd.lbl.gov/EA/emp/reports/lbnl-2674e.pdf | Y | 2009 | 19 | 21 | Table 4 | Y
Solar PV | 5 kW ≤ Systems < 10 kW | U.S. | Installed Costs - Total | Y | 9.8253 | $/WDC-STC | 1999 | 2008 | 1999 | Average - simple | Unspecified | Real data from up to 27 state or utility incentive programs in up to 16 states | Historical | Tracking the Sun II: The Installed Costs of Photovoltaics in the U.S. from 1998-2008 | Lawrence Berkeley National Laboratory | http://eetd.lbl.gov/EA/emp/reports/lbnl-2674e.pdf | Y | 2009 | 13 | 15 | Figure 7 | Y | Numerical values provided by author.
Solar PV | Systems ≤ 10 kW | PA | Installed Costs - Total | Y | 9.8601 | $/WDC-STC | 2008 | 2008 | 2008 | Average - simple | 16 | SDF Solar PV Grant Program | Historical | Tracking the Sun II: The Installed Costs of Photovoltaics in the U.S. from 1998-2008 | Lawrence Berkeley National Laboratory | http://eetd.lbl.gov/EA/emp/reports/lbnl-2674e.pdf | Y | 2009 | 19 | 21 | Figure 14 | Y | Post-Sales Tax; Numerical values provided by author.
Solar PV | 1 kW ≤ Systems ≤ 3 kW; Retrofit; BIPV | CA, NJ | Installed Costs - Total | Y | 9.9 | $/WDC-STC | 2008 | 2008 | 2008 | Average - simple | 39 | California CSI; NSHP; ERP Programs | Historical | Tracking the Sun II: The Installed Costs of Photovoltaics in the U.S. from 1998-2008 | Lawrence Berkeley National Laboratory | http://eetd.lbl.gov/EA/emp/reports/lbnl-2674e.pdf | Y | 2009 | 21 | 23 | Figure 16 | Y
Solar PV | Systems ≤ 10 kW | PA | Installed Costs - Total | Y | 9.9 | $/WDC-STC | 2008 | 2008 | 2008 | Average - simple | Unspecified | SDF Solar PV Grant Program | Historical | Tracking the Sun II: The Installed Costs of Photovoltaics in the U.S. from 1998-2008 | Lawrence Berkeley National Laboratory | http://eetd.lbl.gov/EA/emp/reports/lbnl-2674e.pdf | Y | 2009 | 2 | 4 |  | Y | Assume simple average
Solar PV | Systems ≤ 10 kW | OH | Installed Costs - Total | Y | 9.9 | $/WDC-STC | 2008 | 2008 | 2008 | Average - simple | Unspecified | ODOD Advanced Energy Fund Grants | Historical | Tracking the Sun II: The Installed Costs of Photovoltaics in the U.S. from 1998-2008 | Lawrence Berkeley National Laboratory | http://eetd.lbl.gov/EA/emp/reports/lbnl-2674e.pdf | Y | 2009 | 2 | 4 |  | Y | Assume simple average
Solar PV | Systems < 10 kW | OH | Installed Costs - Total | Y | 9.9 | $/WDC-STC | 2008 | 2008 | 2008 | Average - simple | 18 | ODOD Advanced Energy Fund Grants | Historical | Tracking the Sun II: The Installed Costs of Photovoltaics in the U.S. from 1998-2008 | Lawrence Berkeley National Laboratory | http://eetd.lbl.gov/EA/emp/reports/lbnl-2674e.pdf | Y | 2009 | 19 | 21 | Table 4 | Y
Solar PV | Systems < 10 kW | PA | Installed Costs - Total | Y | 9.9 | $/WDC-STC | 2008 | 2008 | 2008 | Average - simple | 16 | SDF Solar PV Grant Program | Historical | Tracking the Sun II: The Installed Costs of Photovoltaics in the U.S. from 1998-2008 | Lawrence Berkeley National Laboratory | http://eetd.lbl.gov/EA/emp/reports/lbnl-2674e.pdf | Y | 2009 | 19 | 21 | Table 4 | Y
Solar PV | 5 kW ≤ Systems < 10 kW | U.S. | Installed Costs - Total | Y | 9.9362 | $/WDC-STC | 2002 | 2008 | 2002 | Average - simple | Unspecified | Real data from up to 27 state or utility incentive programs in up to 16 states | Historical | Tracking the Sun II: The Installed Costs of Photovoltaics in the U.S. from 1998-2008 | Lawrence Berkeley National Laboratory | http://eetd.lbl.gov/EA/emp/reports/lbnl-2674e.pdf | Y | 2009 | 13 | 15 | Figure 7 | Y | Numerical values provided by author.
Solar PV | Systems ≤ 10 kW | OH | Installed Costs - Total | Y | 9.949 | $/WDC-STC | 2008 | 2008 | 2008 | Average - simple | 18 | ODOD Advanced Energy Fund Grants | Historical | Tracking the Sun II: The Installed Costs of Photovoltaics in the U.S. from 1998-2008 | Lawrence Berkeley National Laboratory | http://eetd.lbl.gov/EA/emp/reports/lbnl-2674e.pdf | Y | 2009 | 19 | 21 | Figure 14 | Y | Post-Sales Tax; Numerical values provided by author.
Solar PV | Commercial: Systems ≥ 10 kW | U.S. | Installed Costs - Total | Y | 9.9687 | $/WDC-STC | 2002 | 2008 | 2002 | Average - simple | 183 | Real data from up to 27 state or utility incentive programs in up to 16 states | Historical | Tracking the Sun II: The Installed Costs of Photovoltaics in the U.S. from 1998-2008 | Lawrence Berkeley National Laboratory | http://eetd.lbl.gov/EA/emp/reports/lbnl-2674e.pdf | Y | 2009 | 29 | 31 | Figure 22 | Y | Numerical values provided by author.
Solar PV | 10 kW ≤ Systems ≤ 100 kW | U.S. | Installed Costs - Total | Y | 10.0038 | $/WDC-STC | 2002 | 2008 | 2002 | Average - simple | Unspecified | Real data from up to 27 state or utility incentive programs in up to 16 states | Historical | Tracking the Sun II: The Installed Costs of Photovoltaics in the U.S. from 1998-2008 | Lawrence Berkeley National Laboratory | http://eetd.lbl.gov/EA/emp/reports/lbnl-2674e.pdf | Y | 2009 | 13 | 15 | Figure 7 | Y | Numerical values provided by author.
Solar PV | Commercial: Systems ≥ 10 kW | U.S. | Installed Costs - Total | Y | 10.0113 | $/WDC-STC | 1998 | 2008 | 1998 | Average - simple | 5 | Real data from up to 27 state or utility incentive programs in up to 16 states | Historical | Tracking the Sun II: The Installed Costs of Photovoltaics in the U.S. from 1998-2008 | Lawrence Berkeley National Laboratory | http://eetd.lbl.gov/EA/emp/reports/lbnl-2674e.pdf | Y | 2009 | 29 | 31 | Figure 22 | Y | Numerical values provided by author.
Solar PV | 10 kW ≤ Systems ≤ 100 kW | U.S. | Installed Costs - Total | Y | 10.0616 | $/WDC-STC | 2001 | 2008 | 2001 | Average - simple | Unspecified | Real data from up to 27 state or utility incentive programs in up to 16 states | Historical | Tracking the Sun II: The Installed Costs of Photovoltaics in the U.S. from 1998-2008 | Lawrence Berkeley National Laboratory | http://eetd.lbl.gov/EA/emp/reports/lbnl-2674e.pdf | Y | 2009 | 13 | 15 | Figure 7 | Y | Numerical values provided by author.
Solar PV | 5 kW ≤ Systems < 10 kW | U.S. | Installed Costs - Total | Y | 10.1069 | $/WDC-STC | 2001 | 2008 | 2001 | Average - simple | Unspecified | Real data from up to 27 state or utility incentive programs in up to 16 states | Historical | Tracking the Sun II: The Installed Costs of Photovoltaics in the U.S. from 1998-2008 | Lawrence Berkeley National Laboratory | http://eetd.lbl.gov/EA/emp/reports/lbnl-2674e.pdf | Y | 2009 | 13 | 15 | Figure 7 | Y | Numerical values provided by author.
Solar PV |  | U.S. | Installed Costs - Total | Y | 10.4551 | $/WDC-STC | 2002 | 2008 | 2002 | Average - simple | 2489 | Real data from up to 27 state or utility incentive programs in up to 16 states | Historical | Tracking the Sun II: The Installed Costs of Photovoltaics in the U.S. from 1998-2008 | Lawrence Berkeley National Laboratory | http://eetd.lbl.gov/EA/emp/reports/lbnl-2674e.pdf | Y | 2009 | 10 | 12 | Figure 4 | Y | Numerical values provided by author.
Solar PV |  | U.S. | Installed Costs - Total | Y | 10.4916 | $/WDC-STC | 2001 | 2008 | 2001 | Average - simple | 1308 | Real data from up to 27 state or utility incentive programs in up to 16 states | Historical | Tracking the Sun II: The Installed Costs of Photovoltaics in the U.S. from 1998-2008 | Lawrence Berkeley National Laboratory | http://eetd.lbl.gov/EA/emp/reports/lbnl-2674e.pdf | Y | 2009 | 10 | 12 | Figure 4 | Y | Numerical values provided by author.
Solar PV | Residential: Systems < 10 kW | U.S. | Installed Costs - Total | Y | 10.492 | $/WDC-STC | 2002 | 2008 | 2002 | Average - simple | 2303 | Real data from up to 27 state or utility incentive programs in up to 16 states | Historical | Tracking the Sun II: The Installed Costs of Photovoltaics in the U.S. from 1998-2008 | Lawrence Berkeley National Laboratory | http://eetd.lbl.gov/EA/emp/reports/lbnl-2674e.pdf | Y | 2009 | 29 | 31 | Figure 21 | Y | Numerical values provided by author.
Solar PV | Residential: Systems < 10 kW | U.S. | Installed Costs - Total | Y | 10.5189 | $/WDC-STC | 2001 | 2008 | 2001 | Average - simple | 1266 | Real data from up to 27 state or utility incentive programs in up to 16 states | Historical | Tracking the Sun II: The Installed Costs of Photovoltaics in the U.S. from 1998-2008 | Lawrence Berkeley National Laboratory | http://eetd.lbl.gov/EA/emp/reports/lbnl-2674e.pdf | Y | 2009 | 29 | 31 | Figure 21 | Y | Numerical values provided by author.
Solar PV | Systems < 5 kW | U.S. | Installed Costs - Total | Y | 10.5783 | $/WDC-STC | 2001 | 2008 | 2001 | Average - simple | Unspecified | Real data from up to 27 state or utility incentive programs in up to 16 states | Historical | Tracking the Sun II: The Installed Costs of Photovoltaics in the U.S. from 1998-2008 | Lawrence Berkeley National Laboratory | http://eetd.lbl.gov/EA/emp/reports/lbnl-2674e.pdf | Y | 2009 | 13 | 15 | Figure 7 | Y | Numerical values provided by author.
Solar PV |  | U.S. | Installed Costs - Total | Y | 10.6004 | $/WDC-STC | 1999 | 2008 | 1999 | Average - capacity-weighted | 180 | Real data from up to 27 state or utility incentive programs in up to 16 states | Historical | Tracking the Sun II: The Installed Costs of Photovoltaics in the U.S. from 1998-2008 | Lawrence Berkeley National Laboratory | http://eetd.lbl.gov/EA/emp/reports/lbnl-2674e.pdf | Y | 2009 | 10 | 12 | Figure 4 | Y | Numerical values provided by author.
Solar PV |  | U.S. | Installed Costs - Total | Y | 10.6004 | $/WDC-STC | 1999 | 2008 | 1999 | Average - capacity-weighted | 180 | Real data from up to 27 state or utility incentive programs in up to 16 states | Historical | Tracking the Sun II: The Installed Costs of Photovoltaics in the U.S. from 1998-2008 | Lawrence Berkeley National Laboratory | http://eetd.lbl.gov/EA/emp/reports/lbnl-2674e.pdf | Y | 2009 | 12 | 14 | Figure 6 | Y | Numerical values provided by author.
Solar PV | Commercial: Systems ≥ 10 kW | U.S. | Installed Costs - Total | Y | 10.6154 | $/WDC-STC | 1999 | 2008 | 1999 | Average - simple | 11 | Real data from up to 27 state or utility incentive programs in up to 16 states | Historical | Tracking the Sun II: The Installed Costs of Photovoltaics in the U.S. from 1998-2008 | Lawrence Berkeley National Laboratory | http://eetd.lbl.gov/EA/emp/reports/lbnl-2674e.pdf | Y | 2009 | 29 | 31 | Figure 22 | Y | Numerical values provided by author.
Solar PV | Systems < 5 kW | U.S. | Installed Costs - Total | Y | 10.6267 | $/WDC-STC | 2002 | 2008 | 2002 | Average - simple | Unspecified | Real data from up to 27 state or utility incentive programs in up to 16 states | Historical | Tracking the Sun II: The Installed Costs of Photovoltaics in the U.S. from 1998-2008 | Lawrence Berkeley National Laboratory | http://eetd.lbl.gov/EA/emp/reports/lbnl-2674e.pdf | Y | 2009 | 13 | 15 | Figure 7 | Y | Numerical values provided by author.
Solar PV | 10 kW ≤ Systems ≤ 100 kW | U.S. | Installed Costs - Total | Y | 10.76 | $/WDC-STC | 1999 | 2008 | 1999 | Average - simple | Unspecified | Real data from up to 27 state or utility incentive programs in up to 16 states | Historical | Tracking the Sun II: The Installed Costs of Photovoltaics in the U.S. from 1998-2008 | Lawrence Berkeley National Laboratory | http://eetd.lbl.gov/EA/emp/reports/lbnl-2674e.pdf | Y | 2009 | 13 | 15 | Figure 7 | Y | Numerical values provided by author.
Solar PV |  | U.S. | Installed Costs - Total | Y | 10.8 | $/WDC-STC | 1998 | 2008 | 1998 | Average - capacity-weighted | Unspecified | Real data from up to 27 state or utility incentive programs in up to 16 states | Historical | Tracking the Sun II: The Installed Costs of Photovoltaics in the U.S. from 1998-2008 | Lawrence Berkeley National Laboratory | http://eetd.lbl.gov/EA/emp/reports/lbnl-2674e.pdf | Y | 2009 | 1 | 3 |  | Y
Solar PV |  | U.S. | Installed Costs - Total | Y | 10.8486 | $/WDC-STC | 1998 | 2008 | 1998 | Average - capacity-weighted | 39 | Real data from up to 27 state or utility incentive programs in up to 16 states | Historical | Tracking the Sun II: The Installed Costs of Photovoltaics in the U.S. from 1998-2008 | Lawrence Berkeley National Laboratory | http://eetd.lbl.gov/EA/emp/reports/lbnl-2674e.pdf | Y | 2009 | 10 | 12 | Figure 4 | Y | Numerical values provided by author.
Solar PV |  | U.S. | Installed Costs - Total | Y | 10.8486 | $/WDC-STC | 1998 | 2008 | 1998 | Average - capacity-weighted | 39 | Real data from up to 27 state or utility incentive programs in up to 16 states | Historical | Tracking the Sun II: The Installed Costs of Photovoltaics in the U.S. from 1998-2008 | Lawrence Berkeley National Laboratory | http://eetd.lbl.gov/EA/emp/reports/lbnl-2674e.pdf | Y | 2009 | 12 | 14 | Figure 6 | Y | Numerical values provided by author.
Solar PV |  | U.S. | Installed Costs - Total | Y | 10.9004 | $/WDC-STC | 2000 | 2008 | 2000 | Average - simple | 217 | Real data from up to 27 state or utility incentive programs in up to 16 states | Historical | Tracking the Sun II: The Installed Costs of Photovoltaics in the U.S. from 1998-2008 | Lawrence Berkeley National Laboratory | http://eetd.lbl.gov/EA/emp/reports/lbnl-2674e.pdf | Y | 2009 | 10 | 12 | Figure 4 | Y | Numerical values provided by author.
Solar PV | Systems ≤ 10 kW; Tracking; Rack-Mounted | U.S. | Installed Costs - Total | Y | 11 | $/WDC-STC | 2008 | 2008 | 2008 | Average - simple | 41 | Real data from up to 27 state or utility incentive programs in up to 16 states | Historical | Tracking the Sun II: The Installed Costs of Photovoltaics in the U.S. from 1998-2008 | Lawrence Berkeley National Laboratory | http://eetd.lbl.gov/EA/emp/reports/lbnl-2674e.pdf | Y | 2009 | 23 | 25 | Figure 18 | Y
Solar PV | Residential: Systems < 10 kW | U.S. | Installed Costs - Total | Y | 11.0274 | $/WDC-STC | 2000 | 2008 | 2000 | Average - simple | 203 | Real data from up to 27 state or utility incentive programs in up to 16 states | Historical | Tracking the Sun II: The Installed Costs of Photovoltaics in the U.S. from 1998-2008 | Lawrence Berkeley National Laboratory | http://eetd.lbl.gov/EA/emp/reports/lbnl-2674e.pdf | Y | 2009 | 29 | 31 | Figure 21 | Y | Numerical values provided by author.
Solar PV | Systems < 5 kW | U.S. | Installed Costs - Total | Y | 11.2162 | $/WDC-STC | 2000 | 2008 | 2000 | Average - simple | Unspecified | Real data from up to 27 state or utility incentive programs in up to 16 states | Historical | Tracking the Sun II: The Installed Costs of Photovoltaics in the U.S. from 1998-2008 | Lawrence Berkeley National Laboratory | http://eetd.lbl.gov/EA/emp/reports/lbnl-2674e.pdf | Y | 2009 | 13 | 15 | Figure 7 | Y | Numerical values provided by author.
Solar PV |  | U.S. | Installed Costs - Total | Y | 11.6105 | $/WDC-STC | 1999 | 2008 | 1999 | Average - simple | 180 | Real data from up to 27 state or utility incentive programs in up to 16 states | Historical | Tracking the Sun II: The Installed Costs of Photovoltaics in the U.S. from 1998-2008 | Lawrence Berkeley National Laboratory | http://eetd.lbl.gov/EA/emp/reports/lbnl-2674e.pdf | Y | 2009 | 10 | 12 | Figure 4 | Y | Numerical values provided by author.
Solar PV | Residential: Systems < 10 kW | U.S. | Installed Costs - Total | Y | 11.6753 | $/WDC-STC | 1999 | 2008 | 1999 | Average - simple | 169 | Real data from up to 27 state or utility incentive programs in up to 16 states | Historical | Tracking the Sun II: The Installed Costs of Photovoltaics in the U.S. from 1998-2008 | Lawrence Berkeley National Laboratory | http://eetd.lbl.gov/EA/emp/reports/lbnl-2674e.pdf | Y | 2009 | 29 | 31 | Figure 21 | Y | Numerical values provided by author.
Solar PV | Systems < 5 kW | U.S. | Installed Costs - Total | Y | 11.8295 | $/WDC-STC | 1999 | 2008 | 1999 | Average - simple | Unspecified | Real data from up to 27 state or utility incentive programs in up to 16 states | Historical | Tracking the Sun II: The Installed Costs of Photovoltaics in the U.S. from 1998-2008 | Lawrence Berkeley National Laboratory | http://eetd.lbl.gov/EA/emp/reports/lbnl-2674e.pdf | Y | 2009 | 13 | 15 | Figure 7 | Y | Numerical values provided by author.
Solar PV | 10 kW ≤ Systems ≤ 100 kW | U.S. | Installed Costs - Total | Y | 12.0278 | $/WDC-STC | 1998 | 2008 | 1998 | Average - simple | Unspecified | Real data from up to 27 state or utility incentive programs in up to 16 states | Historical | Tracking the Sun II: The Installed Costs of Photovoltaics in the U.S. from 1998-2008 | Lawrence Berkeley National Laboratory | http://eetd.lbl.gov/EA/emp/reports/lbnl-2674e.pdf | Y | 2009 | 13 | 15 | Figure 7 | Y | Numerical values provided by author.
Solar PV | Commercial: Systems ≥ 10 kW | U.S. | Installed Costs - Total | Y | 12.0278 | $/WDC-STC | 1998 | 2008 | 1998 | Average - simple | 5 | Real data from up to 27 state or utility incentive programs in up to 16 states | Historical | Tracking the Sun II: The Installed Costs of Photovoltaics in the U.S. from 1998-2008 | Lawrence Berkeley National Laboratory | http://eetd.lbl.gov/EA/emp/reports/lbnl-2674e.pdf | Y | 2009 | 29 | 31 | Figure 22 | Y | Numerical values provided by author.
Solar PV |  | U.S. | Installed Costs - Total | Y | 12.2604 | $/WDC-STC | 1998 | 2008 | 1998 | Average - simple | 39 | Real data from up to 27 state or utility incentive programs in up to 16 states | Historical | Tracking the Sun II: The Installed Costs of Photovoltaics in the U.S. from 1998-2008 | Lawrence Berkeley National Laboratory | http://eetd.lbl.gov/EA/emp/reports/lbnl-2674e.pdf | Y | 2009 | 10 | 12 | Figure 4 | Y | Numerical values provided by author.
Solar PV | Systems < 5 kW | U.S. | Installed Costs - Total | Y | 12.2895 | $/WDC-STC | 1998 | 2008 | 1998 | Average - simple | Unspecified | Real data from up to 27 state or utility incentive programs in up to 16 states | Historical | Tracking the Sun II: The Installed Costs of Photovoltaics in the U.S. from 1998-2008 | Lawrence Berkeley National Laboratory | http://eetd.lbl.gov/EA/emp/reports/lbnl-2674e.pdf | Y | 2009 | 13 | 15 | Figure 7 | Y | Numerical values provided by author.
Solar PV | Residential: Systems < 10 kW | U.S. | Installed Costs - Total | Y | 12.2946 | $/WDC-STC | 1998 | 2008 | 1998 | Average - simple | 34 | Real data from up to 27 state or utility incentive programs in up to 16 states | Historical | Tracking the Sun II: The Installed Costs of Photovoltaics in the U.S. from 1998-2008 | Lawrence Berkeley National Laboratory | http://eetd.lbl.gov/EA/emp/reports/lbnl-2674e.pdf | Y | 2009 | 29 | 31 | Figure 21 | Y | Numerical values provided by author.
Solar PV | Systems ≤ 5 kW | U.S. | Installed Costs - Total | Y | 12.3 | $/WDC-STC | 1998 | 2008 | 1998 | Average - simple | Unspecified | Real data from up to 27 state or utility incentive programs in up to 16 states | Historical | Tracking the Sun II: The Installed Costs of Photovoltaics in the U.S. from 1998-2008 | Lawrence Berkeley National Laboratory | http://eetd.lbl.gov/EA/emp/reports/lbnl-2674e.pdf | Y | 2009 | 1 | 3 |  | Y | Assume simple average
Solar PV | Systems ≥ 2 MW | PA | Capacity Factor | Y | 14 | % | 2008 | 2008 | 2008 | Average - simple | 1 | Real data from city | Historical | Tracking the Sun II: The Installed Costs of Photovoltaics in the U.S. from 1998-2008 | Lawrence Berkeley National Laboratory | http://eetd.lbl.gov/EA/emp/reports/lbnl-2674e.pdf | Y | 2009 | 16 | 18 | Table 3 | Y | Fairless Hills, PA; Could be actual or predicted
Solar PV | Systems ≥ 2 MW | CA | Capacity Factor | Y | 15 | % | 2008 | 2008 | 2008 | Average - simple | 1 | Real data from city | Historical | Tracking the Sun II: The Installed Costs of Photovoltaics in the U.S. from 1998-2008 | Lawrence Berkeley National Laboratory | http://eetd.lbl.gov/EA/emp/reports/lbnl-2674e.pdf | Y | 2009 | 16 | 18 | Table 3 | Y | Riverside, CA; Could be actual or predicted
Solar PV | Systems ≥ 2 MW | CO | Capacity Factor | Y | 18 | % | 2007 | 2008 | 2007 | Average - simple | 1 | Real data from city | Historical | Tracking the Sun II: The Installed Costs of Photovoltaics in the U.S. from 1998-2008 | Lawrence Berkeley National Laboratory | http://eetd.lbl.gov/EA/emp/reports/lbnl-2674e.pdf | Y | 2009 | 16 | 18 | Table 3 | Y | Fort Carson, CO; Could be actual or predicted
Solar PV | Systems ≥ 2 MW | AZ | Capacity Factor | Y | 19 | % | 2001-2004 | 2008 | 2001-2004 | Average - simple | 1 | Real data from city | Historical | Tracking the Sun II: The Installed Costs of Photovoltaics in the U.S. from 1998-2008 | Lawrence Berkeley National Laboratory | http://eetd.lbl.gov/EA/emp/reports/lbnl-2674e.pdf | Y | 2009 | 16 | 18 | Table 3 | Y | Springerville, AZ; Could be actual or predicted
Solar PV | Systems ≥ 2 MW | NV | Capacity Factor | Y | 21 | % | 2008 | 2008 | 2008 | Average - simple | 1 | Real data from city | Historical | Tracking the Sun II: The Installed Costs of Photovoltaics in the U.S. from 1998-2008 | Lawrence Berkeley National Laboratory | http://eetd.lbl.gov/EA/emp/reports/lbnl-2674e.pdf | Y | 2009 | 16 | 18 | Table 3 | Y | Boulder City, NV; Could be actual or predicted
Solar PV | Systems ≥ 2 MW | AZ | Capacity Factor | Y | 21 | % | 2002-2006 | 2008 | 2002-2006 | Average - simple | 1 | Real data from city | Historical | Tracking the Sun II: The Installed Costs of Photovoltaics in the U.S. from 1998-2008 | Lawrence Berkeley National Laboratory | http://eetd.lbl.gov/EA/emp/reports/lbnl-2674e.pdf | Y | 2009 | 16 | 18 | Table 3 | Y | Prescott Airport, AZ; Could be actual or predicted
Solar PV | Systems ≥ 2 MW | NV | Capacity Factor | Y | 24 | % | 2007 | 2008 | 2007 | Average - simple | 1 | Real data from city | Historical | Tracking the Sun II: The Installed Costs of Photovoltaics in the U.S. from 1998-2008 | Lawrence Berkeley National Laboratory | http://eetd.lbl.gov/EA/emp/reports/lbnl-2674e.pdf | Y | 2009 | 16 | 18 | Table 3 | Y | Nellis, NV; Could be actual or predicted
Solar PV | Systems ≥ 2 MW | CO | Capacity Factor | Y | 24 | % | 2007 | 2008 | 2007 | Average - simple | 1 | Real data from city | Historical | Tracking the Sun II: The Installed Costs of Photovoltaics in the U.S. from 1998-2008 | Lawrence Berkeley National Laboratory | http://eetd.lbl.gov/EA/emp/reports/lbnl-2674e.pdf | Y | 2009 | 16 | 18 | Table 3 | Y | Alamosa, CO; Could be actual or predicted
Wind |  | U.S. WPC 5 | Installed Costs - Overnight Capital Cost | Y | 1650 | $/kW | 2005 | 2006 | 2005 | Average - simple | Unspecified | Modeling | Historical | 20 Percent Wind Energy Penetration in the United States | Black & Veatch | http://www.20percentwind.org/Black_Veatch_20_Percent_Report.pdf | Y | 2007 | 5-4 | 41 | Table 5-1 | Y
Wind |  | U.S. WPC 6 | Installed Costs - Overnight Capital Cost | Y | 1650 | $/kW | 2005 | 2006 | 2005 | Average - simple | Unspecified | Modeling | Historical | 20 Percent Wind Energy Penetration in the United States | Black & Veatch | http://www.20percentwind.org/Black_Veatch_20_Percent_Report.pdf | Y | 2007 | 5-4 | 41 | Table 5-1 | Y
Wind |  | U.S. WPC 7 | Installed Costs - Overnight Capital Cost | Y | 1650 | $/kW | 2005 | 2006 | 2005 | Average - simple | Unspecified | Modeling | Historical | 20 Percent Wind Energy Penetration in the United States | Black & Veatch | http://www.20percentwind.org/Black_Veatch_20_Percent_Report.pdf | Y | 2007 | 5-4 | 41 | Table 5-1 | Y
Wind |  | U.S. | Installed Costs - Overnight Capital Cost | Y | 1650 | $/kW | 2006 | 2006 | 2006 | Average - simple | Unspecified | Modeling/Interviews | Historical | 20 Percent Wind Energy Penetration in the United States | Black & Veatch | http://www.20percentwind.org/Black_Veatch_20_Percent_Report.pdf | Y | 2007 | 5-5 | 42 |  | Y
Wind | Systems > 50 kW, excludes Hawaii | U.S. | Installed Costs - Total | Y | 1569.8317 | $/kW | 2006 | 2007 | 2006 | Average - simple | 227 (cumulative 1984-2007) | Berkeley Lab Database | Historical | Annual Report on U.S. Wind Power Installation, Cost, and Performance Trends: 2007 | Lawrence Berkeley National Laboratory (Wiser and Bolinger) | http://www1.eere.energy.gov/windandhydro/pdfs/43025.pdf | Y | 2008 | 21 | 21 |  | Y
Wind | Systems > 50 kW, excludes Hawaii | U.S. | Installed Costs - Total | Y | 1240 | $/kW | 2007 | 2007 | 2007 | Range: minimum | 227 (cumulative 1984-2007) | Berkeley Lab Database | Historical | Annual Report on U.S. Wind Power Installation, Cost, and Performance Trends: 2007 | Lawrence Berkeley National Laboratory | http://www1.eere.energy.gov/windandhydro/pdfs/43025.pdf | Y | 2008 | 21 | 21 |  | Y
Wind | Systems > 50 kW, excludes Hawaii | U.S. | Installed Costs - Total | Y | 2600 | $/kW | 2007 | 2007 | 2007 | Range: maximum | 227 (cumulative 1984-2007) | Berkeley Lab Database | Historical | Annual Report on U.S. Wind Power Installation, Cost, and Performance Trends: 2007 | Lawrence Berkeley National Laboratory | http://www1.eere.energy.gov/windandhydro/pdfs/43025.pdf | Y | 2008 | 21 | 21 |  | Y
Wind | Systems > 50 kW, excludes Hawaii | U.S. | Installed Costs - Total | Y | 4504.2966 | $/kW | 1984 | 2007 | 1984 | Average - simple | 227 (cumulative 1984-2007) | Berkeley Lab Database | Historical | Annual Report on U.S. Wind Power Installation, Cost, and Performance Trends: 2007 | Lawrence Berkeley National Laboratory (Wiser and Bolinger) | http://www1.eere.energy.gov/windandhydro/pdfs/43025.pdf | Y | 2008 | 21 | 21 | Figure 22 | Y | Numerical values provided by author.
Wind | Systems > 50 kW, excludes Hawaii | U.S. | Installed Costs - Total | Y | 3493.7151 | $/kW | 1985 | 2007 | 1985 | Average - simple | 227 (cumulative 1984-2007) | Berkeley Lab Database | Historical | Annual Report on U.S. Wind Power Installation, Cost, and Performance Trends: 2007 | Lawrence Berkeley National Laboratory (Wiser and Bolinger) | http://www1.eere.energy.gov/windandhydro/pdfs/43025.pdf | Y | 2008 | 21 | 21 | Figure 22 | Y | Numerical values provided by author.
Wind | Systems > 50 kW, excludes Hawaii | U.S. | Installed Costs - Total | Y | 1943.6472 | $/kW | 1987 | 2007 | 1987 | Average - simple | 227 (cumulative 1984-2007) | Berkeley Lab Database | Historical | Annual Report on U.S. Wind Power Installation, Cost, and Performance Trends: 2007 | Lawrence Berkeley National Laboratory (Wiser and Bolinger) | http://www1.eere.energy.gov/windandhydro/pdfs/43025.pdf | Y | 2008 | 21 | 21 | Figure 22 | Y | Numerical values provided by author.
Wind | Systems > 50 kW, excludes Hawaii | U.S. | Installed Costs - Total | Y | 2386.2967 | $/kW | 1989 | 2007 | 1989 | Average - simple | 227 (cumulative 1984-2007) | Berkeley Lab Database | Historical | Annual Report on U.S. Wind Power Installation, Cost, and Performance Trends: 2007 | Lawrence Berkeley National Laboratory (Wiser and Bolinger) | http://www1.eere.energy.gov/windandhydro/pdfs/43025.pdf | Y | 2008 | 21 | 21 | Figure 22 | Y | Numerical values provided by author.
Wind | Systems > 50 kW, excludes Hawaii | U.S. | Installed Costs - Total | Y | 2385.5874 | $/kW | 1990 | 2007 | 1990 | Average - simple | 227 (cumulative 1984-2007) | Berkeley Lab Database | Historical | Annual Report on U.S. Wind Power Installation, Cost, and Performance Trends: 2007 | Lawrence Berkeley National Laboratory (Wiser and Bolinger) | http://www1.eere.energy.gov/windandhydro/pdfs/43025.pdf | Y | 2008 | 21 | 21 | Figure 22 | Y | Numerical values provided by author.
Wind | Systems > 50 kW, excludes Hawaii | U.S. | Installed Costs - Total | Y | 1529 | $/kW | 1994 | 2007 | 1994 | Average - simple | 227 (cumulative 1984-2007) | Berkeley Lab Database | Historical | Annual Report on U.S. Wind Power Installation, Cost, and Performance Trends: 2007 | Lawrence Berkeley National Laboratory (Wiser and Bolinger) | http://www1.eere.energy.gov/windandhydro/pdfs/43025.pdf | Y | 2008 | 21 | 21 | Figure 22 | Y | Numerical values provided by author.
Wind | Systems > 50 kW, excludes Hawaii | U.S. | Installed Costs - Total | Y | 1671 | $/kW | 1995 | 2007 | 1995 | Average - simple | 227 (cumulative 1984-2007) | Berkeley Lab Database | Historical | Annual Report on U.S. Wind Power Installation, Cost, and Performance Trends: 2007 | Lawrence Berkeley National Laboratory (Wiser and Bolinger) | http://www1.eere.energy.gov/windandhydro/pdfs/43025.pdf | Y | 2008 | 21 | 21 | Figure 22 | Y | Numerical values provided by author.
Wind | Systems > 50 kW, excludes Hawaii | U.S. | Installed Costs - Total | Y | 1407 | $/kW | 1996 | 2007 | 1996 | Average - simple | 227 (cumulative 1984-2007) | Berkeley Lab Database | Historical | Annual Report on U.S. Wind Power Installation, Cost, and Performance Trends: 2007 | Lawrence Berkeley National Laboratory (Wiser and Bolinger) | http://www1.eere.energy.gov/windandhydro/pdfs/43025.pdf | Y | 2008 | 21 | 21 | Figure 22 | Y | Numerical values provided by author.
Wind | Systems > 50 kW, excludes Hawaii | U.S. | Installed Costs - Total | Y | 2299 | $/kW | 1997 | 2007 | 1997 | Average - simple | 227 (cumulative 1984-2007) | Berkeley Lab Database | Historical | Annual Report on U.S. Wind Power Installation, Cost, and Performance Trends: 2007 | Lawrence Berkeley National Laboratory (Wiser and Bolinger) | http://www1.eere.energy.gov/windandhydro/pdfs/43025.pdf | Y | 2008 | 21 | 21 | Figure 22 | Y | Numerical values provided by author.
Wind | Systems > 50 kW, excludes Hawaii | U.S. | Installed Costs - Total | Y | 1576.1891 | $/kW | 1998 | 2007 | 1998 | Average - simple | 227 (cumulative 1984-2007) | Berkeley Lab Database | Historical | Annual Report on U.S. Wind Power Installation, Cost, and Performance Trends: 2007 | Lawrence Berkeley National Laboratory (Wiser and Bolinger) | http://www1.eere.energy.gov/windandhydro/pdfs/43025.pdf | Y | 2008 | 21 | 21 | Figure 22 | Y | Numerical values provided by author.
Wind | Systems > 50 kW, excludes Hawaii | U.S. | Installed Costs - Total | Y | 1521.9309 | $/kW | 1999 | 2007 | 1999 | Average - simple | 227 (cumulative 1984-2007) | Berkeley Lab Database | Historical | Annual Report on U.S. Wind Power Installation, Cost, and Performance Trends: 2007 | Lawrence Berkeley National Laboratory (Wiser and Bolinger) | http://www1.eere.energy.gov/windandhydro/pdfs/43025.pdf | Y | 2008 | 21 | 21 | Figure 22 | Y | Numerical values provided by author.
Wind | Systems > 50 kW, excludes Hawaii | U.S. | Installed Costs - Total | Y | 1601.1756 | $/kW | 2000 | 2007 | 2000 | Average - simple | 227 (cumulative 1984-2007) | Berkeley Lab Database | Historical | Annual Report on U.S. Wind Power Installation, Cost, and Performance Trends: 2007 | Lawrence Berkeley National Laboratory (Wiser and Bolinger) | http://www1.eere.energy.gov/windandhydro/pdfs/43025.pdf | Y | 2008 | 21 | 21 | Figure 22 | Y | Numerical values provided by author.
Wind | Systems > 50 kW, excludes Hawaii | U.S. | Installed Costs - Total | Y | 1323.5712 | $/kW | 2001 | 2007 | 2001 | Average - simple | 227 (cumulative 1984-2007) | Berkeley Lab Database | Historical | Annual Report on U.S. Wind Power Installation, Cost, and Performance Trends: 2007 | Lawrence Berkeley National Laboratory (Wiser and Bolinger) | http://www1.eere.energy.gov/windandhydro/pdfs/43025.pdf | Y | 2008 | 21 | 21 | Figure 22 | Y | Numerical values provided by author.
Wind | Systems > 50 kW, excludes Hawaii | U.S. | Installed Costs - Total | Y | 1350.1647 | $/kW | 2002 | 2007 | 2002 | Average - simple | 227 (cumulative 1984-2007) | Berkeley Lab Database | Historical | Annual Report on U.S. Wind Power Installation, Cost, and Performance Trends: 2007 | Lawrence Berkeley National Laboratory (Wiser and Bolinger) | http://www1.eere.energy.gov/windandhydro/pdfs/43025.pdf | Y | 2008 | 21 | 21 | Figure 22 | Y | Numerical values provided by author.
Wind | Systems > 50 kW, excludes Hawaii | U.S. | Installed Costs - Total | Y | 1357.1532 | $/kW | 2003 | 2007 | 2003 | Average - simple | 227 (cumulative 1984-2007) | Berkeley Lab Database | Historical | Annual Report on U.S. Wind Power Installation, Cost, and Performance Trends: 2007 | Lawrence Berkeley National Laboratory (Wiser and Bolinger) | http://www1.eere.energy.gov/windandhydro/pdfs/43025.pdf | Y | 2008 | 21 | 21 | Figure 22 | Y | Numerical values provided by author.
Wind | Systems > 50 kW, excludes Hawaii | U.S. | Installed Costs - Total | Y | 1398.8259 | $/kW | 2004 | 2007 | 2004 | Average - simple | 227 (cumulative 1984-2007) | Berkeley Lab Database | Historical | Annual Report on U.S. Wind Power Installation, Cost, and Performance Trends: 2007 | Lawrence Berkeley National Laboratory (Wiser and Bolinger) | http://www1.eere.energy.gov/windandhydro/pdfs/43025.pdf | Y | 2008 | 21 | 21 | Figure 22 | Y | Numerical values provided by author.
Wind | Systems > 50 kW, excludes Hawaii | U.S. | Installed Costs - Total | Y | 1353.0986 | $/kW | 2005 | 2007 | 2005 | Average - simple | 227 (cumulative 1984-2007) | Berkeley Lab Database | Historical | Annual Report on U.S. Wind Power Installation, Cost, and Performance Trends: 2007 | Lawrence Berkeley National Laboratory (Wiser and Bolinger) | http://www1.eere.energy.gov/windandhydro/pdfs/43025.pdf | Y | 2008 | 21 | 21 | Figure 22 | Y | Numerical values provided by author.
Wind | Systems > 50 kW, excludes Hawaii | U.S. | Installed Costs - Total | Y | 1707.8556 | $/kW | 2007 | 2007 | 2007 | Average - simple | 227 (cumulative 1984-2007) | Berkeley Lab Database | Historical | Annual Report on U.S. Wind Power Installation, Cost, and Performance Trends: 2007 | Lawrence Berkeley National Laboratory (Wiser and Bolinger) | http://www1.eere.energy.gov/windandhydro/pdfs/43025.pdf | Y | 2008 | 21 | 21 | Figure 22 | Y | Numerical values provided by author.
Wind | Systems > 50 kW | CA | Installed Costs - Total | Y | 1569.4986 | $/kW | 2004-2007 | 2007 | 2004-2007 | Average - simple | 6 | Berkeley Lab Database | Historical | Annual Report on U.S. Wind Power Installation, Cost, and Performance Trends: 2007 | Lawrence Berkeley National Laboratory (Wiser and Bolinger) | http://www1.eere.energy.gov/windandhydro/pdfs/43025.pdf | Y | 2008 | 22 | 22 | Figure 24 | Y | Numerical values provided by author.
Wind | Systems > 50 kW | East (NY, PA, NJ, DE, MD, VA, WV, KT, TN, NC) | Installed Costs - Total | Y | 1650.6504 | $/kW | 2004-2007 | 2007 | 2004-2007 | Average - simple | 9 | Berkeley Lab Database | Historical | Annual Report on U.S. Wind Power Installation, Cost, and Performance Trends: 2007 | Lawrence Berkeley National Laboratory (Wiser and Bolinger) | http://www1.eere.energy.gov/windandhydro/pdfs/43025.pdf | Y | 2008 | 22 | 22 | Figure 24 | Y | Numerical values provided by author.
Wind | Systems > 50 kW | Greatlakes (MI, IL, OH, IN, WI) | Installed Costs - Total | Y | 1522.2513 | $/kW | 2004-2007 | 2007 | 2004-2007 | Average - simple | 7 | Berkeley Lab Database | Historical | Annual Report on U.S. Wind Power Installation, Cost, and Performance Trends: 2007 | Lawrence Berkeley National Laboratory (Wiser and Bolinger) | http://www1.eere.energy.gov/windandhydro/pdfs/43025.pdf | Y | 2008 | 22 | 22 | Figure 24 | Y | Numerical values provided by author.
Wind | Systems > 50 kW | Heartland (ND, SD, NE, KS, AR, MO, IA, MN,) | Installed Costs - Total | Y | 1430.9926 | $/kW | 2004-2007 | 2007 | 2004-2007 | Average - simple | 38 | Berkeley Lab Database | Historical | Annual Report on U.S. Wind Power Installation, Cost, and Performance Trends: 2007 | Lawrence Berkeley National Laboratory (Wiser and Bolinger) | http://www1.eere.energy.gov/windandhydro/pdfs/43025.pdf | Y | 2008 | 22 | 22 | Figure 24 | Y | Numerical values provided by author.
Wind | Systems > 50 kW | Mountain (AZ, NV, WY, UT, CO, NM) | Installed Costs - Total | Y | 1528.009 | $/kW | 2004-2007 | 2007 | 2004-2007 | Average - simple | 7 | Berkeley Lab Database | Historical | Annual Report on U.S. Wind Power Installation, Cost, and Performance Trends: 2007 | Lawrence Berkeley National Laboratory (Wiser and Bolinger) | http://www1.eere.energy.gov/windandhydro/pdfs/43025.pdf | Y | 2008 | 22 | 22 | Figure 24 | Y | Numerical values provided by author.
Wind | Systems > 50 kW | New England (ME, NH, VT, RI, CT, MA) | Installed Costs - Total | Y | 2182.4984 | $/kW | 2004-2007 | 2007 | 2004-2007 | Average - simple | 5 | Berkeley Lab Database | Historical | Annual Report on U.S. Wind Power Installation, Cost, and Performance Trends: 2007 | Lawrence Berkeley National Laboratory (Wiser and Bolinger) | http://www1.eere.energy.gov/windandhydro/pdfs/43025.pdf | Y | 2008 | 22 | 22 | Figure 24 | Y | Numerical values provided by author.
Wind | Systems > 50 kW | Northwest (WA, OR, ID, MT) | Installed Costs - Total | Y | 1536.9523 | $/kW | 2004-2007 | 2007 | 2004-2007 | Average - simple | 12 | Berkeley Lab Database | Historical | Annual Report on U.S. Wind Power Installation, Cost, and Performance Trends: 2007 | Lawrence Berkeley National Laboratory (Wiser and Bolinger) | http://www1.eere.energy.gov/windandhydro/pdfs/43025.pdf | Y | 2008 | 22 | 22 | Figure 24 | Y | Numerical values provided by author.
Wind | Systems > 50 kW | TX | Installed Costs - Total | Y | 1536.0338 | $/kW | 2004-2007 | 2007 | 2004-2007 | Average - simple | 14 | Berkeley Lab Database | Historical | Annual Report on U.S. Wind Power Installation, Cost, and Performance Trends: 2007 | Lawrence Berkeley National Laboratory (Wiser and Bolinger) | http://www1.eere.energy.gov/windandhydro/pdfs/43025.pdf | Y | 2008 | 22 | 22 | Figure 24 | Y | Numerical values provided by author.
Wind | Systems > 50 kW | U.S. | Installed Costs - Total | Y | 1202.7588 | $/kW | 2004 | 2008 | 2004 | Average - capacity-weighted | 283 (cumulative 1985-2008) | Berkeley Lab Database | Historical | 2008 Wind Technologies Market Report | Lawrence Berkeley National Laboratory (Wiser and Bolinger) | http://eetd.lbl.gov/EA/emp/reports/2008-wind-technologies.pdf | Y | 2009 | 34 | 41 | Figure 21 | Y | Numerical values provided by author.
Wind | Systems > 50 kW | U.S. | Installed Costs - Total | Y | 1232.8932 | $/kW | 2001 | 2008 | 2001 | Average - capacity-weighted | 283 (cumulative 1985-2008) | Berkeley Lab Database | Historical | 2008 Wind Technologies Market Report | Lawrence Berkeley National Laboratory (Wiser and Bolinger) | http://eetd.lbl.gov/EA/emp/reports/2008-wind-technologies.pdf | Y | 2009 | 34 | 41 | Figure 21 | Y | Numerical values provided by author.
Wind | Systems > 50 kW | U.S. | Installed Costs - Total | Y | 1305.5266 | $/kW | 2003 | 2008 | 2003 | Average - capacity-weighted | 283 (cumulative 1985-2008) | Berkeley Lab Database | Historical | 2008 Wind Technologies Market Report | Lawrence Berkeley National Laboratory (Wiser and Bolinger) | http://eetd.lbl.gov/EA/emp/reports/2008-wind-technologies.pdf | Y | 2009 | 34 | 41 | Figure 21 | Y | Numerical values provided by author.
Wind | Systems > 50 kW | U.S. | Installed Costs - Total | Y | 1327.6459 | $/kW | 1998 | 2008 | 1998 | Average - capacity-weighted | 283 (cumulative 1985-2008) | Berkeley Lab Database | Historical | 2008 Wind Technologies Market Report | Lawrence Berkeley National Laboratory (Wiser and Bolinger) | http://eetd.lbl.gov/EA/emp/reports/2008-wind-technologies.pdf | Y | 2009 | 34 | 41 | Figure 21 | Y | Numerical values provided by author.
Wind | Systems > 50 kW | U.S. | Installed Costs - Total | Y | 1338.3385 | $/kW | 2005 | 2008 | 2005 | Average - capacity-weighted | 283 (cumulative 1985-2008) | Berkeley Lab Database | Historical | 2008 Wind Technologies Market Report | Lawrence Berkeley National Laboratory (Wiser and Bolinger) | http://eetd.lbl.gov/EA/emp/reports/2008-wind-technologies.pdf | Y | 2009 | 34 | 41 | Figure 21 | Y | Numerical values provided by author.
Wind | Systems > 50 kW | U.S. | Installed Costs - Total | Y | 1439.5244 | $/kW | 2002 | 2008 | 2002 | Average - capacity-weighted | 283 (cumulative 1985-2008) | Berkeley Lab Database | Historical | 2008 Wind Technologies Market Report | Lawrence Berkeley National Laboratory (Wiser and Bolinger) | http://eetd.lbl.gov/EA/emp/reports/2008-wind-technologies.pdf | Y | 2009 | 34 | 41 | Figure 21 | Y | Numerical values provided by author.
Wind | Systems > 50 kW | U.S. | Installed Costs - Total | Y | 1439.9044 | $/kW | 1996 | 2008 | 1996 | Average - capacity-weighted | 283 (cumulative 1985-2008) | Berkeley Lab Database | Historical | 2008 Wind Technologies Market Report | Lawrence Berkeley National Laboratory (Wiser and Bolinger) | http://eetd.lbl.gov/EA/emp/reports/2008-wind-technologies.pdf | Y | 2009 | 34 | 41 | Figure 21 | Y | Numerical values provided by author.
Wind | Systems > 50 kW | U.S. | Installed Costs - Total | Y | 1562.719 | $/kW | 1999 | 2008 | 1999 | Average - capacity-weighted | 283 (cumulative 1985-2008) | Berkeley Lab Database | Historical | 2008 Wind Technologies Market Report | Lawrence Berkeley National Laboratory (Wiser and Bolinger) | http://eetd.lbl.gov/EA/emp/reports/2008-wind-technologies.pdf | Y | 2009 | 34 | 41 | Figure 21 | Y | Numerical values provided by author.
Wind | Systems > 50 kW | U.S. | Installed Costs - Total | Y | 1569.363 | $/kW | 2006 | 2008 | 2006 | Average - capacity-weighted | 283 (cumulative 1985-2008) | Berkeley Lab Database | Historical | 2008 Wind Technologies Market Report | Lawrence Berkeley National Laboratory (Wiser and Bolinger) | http://eetd.lbl.gov/EA/emp/reports/2008-wind-technologies.pdf | Y | 2009 | 34 | 41 | Figure 21 | Y | Numerical values provided by author.
Wind | Systems > 50 kW | U.S. | Installed Costs - Total | Y | 1572.2703 | $/kW | 2000 | 2008 | 2000 | Average - capacity-weighted | 283 (cumulative 1985-2008) | Berkeley Lab Database | Historical | 2008 Wind Technologies Market Report | Lawrence Berkeley National Laboratory (Wiser and Bolinger) | http://eetd.lbl.gov/EA/emp/reports/2008-wind-technologies.pdf | Y | 2009 | 34 | 41 | Figure 21 | Y | Numerical values provided by author.
Wind | Systems > 50 kW | U.S. | Installed Costs - Total | Y | 1725.5205 | $/kW | 2007 | 2008 | 2007 | Average - capacity-weighted | 283 (cumulative 1985-2008) | Berkeley Lab Database | Historical | 2008 Wind Technologies Market Report | Lawrence Berkeley National Laboratory (Wiser and Bolinger) | http://eetd.lbl.gov/EA/emp/reports/2008-wind-technologies.pdf | Y | 2009 | 34 | 41 | Figure 21 | Y | Numerical values provided by author.
Wind | Systems > 50 kW | U.S. | Installed Costs - Total | Y | 1729.4773 | $/kW | 1994 | 2008 | 1994 | Average - capacity-weighted | 283 (cumulative 1985-2008) | Berkeley Lab Database | Historical | 2008 Wind Technologies Market Report | Lawrence Berkeley National Laboratory (Wiser and Bolinger) | http://eetd.lbl.gov/EA/emp/reports/2008-wind-technologies.pdf | Y | 2009 | 34 | 41 | Figure 21 | Y | Numerical values provided by author.
Wind | Systems > 50 kW | Mountain (WY, CO, UT, AZ, NM, NV) | Installed Costs - Total | Y | 1750.2076 | $/kW | 2007-2008 | 2008 | 2007-2008 | Average - capacity-weighted | 8 | Berkeley Lab Database | Historical | 2008 Wind Technologies Market Report | Lawrence Berkeley National Laboratory (Wiser and Bolinger) | http://eetd.lbl.gov/EA/emp/reports/2008-wind-technologies.pdf | Y | 2009 | 35 | 42 | Figure 22 | Y | Numerical values provided by author.
Wind | Systems > 50 kW | TX | Installed Costs - Total | Y | 1750.3717 | $/kW | 2007-2008 | 2008 | 2007-2008 | Average - capacity-weighted | 20 | Berkeley Lab Database | Historical | 2008 Wind Technologies Market Report | Lawrence Berkeley National Laboratory (Wiser and Bolinger) | http://eetd.lbl.gov/EA/emp/reports/2008-wind-technologies.pdf | Y | 2009 | 35 | 42 | Figure 22 | Y | Numerical values provided by author.
Wind | Systems > 50 kW | U.S. | Installed Costs - Total | Y | 1775.2166 | $/kW | 1995 | 2008 | 1995 | Average - capacity-weighted | 283 (cumulative 1985-2008) | Berkeley Lab Database | Historical | 2008 Wind Technologies Market Report | Lawrence Berkeley National Laboratory (Wiser and Bolinger) | http://eetd.lbl.gov/EA/emp/reports/2008-wind-technologies.pdf | Y | 2009 | 34 | 41 | Figure 21 | Y | Numerical values provided by author.
Wind | Systems > 50 kW | U.S. | Installed Costs - Total | Y | 1850 | $/kW | 2007-2008 | 2008 | 2007-2008 | Average - capacity-weighted | 283 (cumulative 1985-2008) | Berkeley Lab Database | Historical | 2008 Wind Technologies Market Report | Lawrence Berkeley National Laboratory (Wiser and Bolinger) | http://eetd.lbl.gov/EA/emp/reports/2008-wind-technologies.pdf | Y | 2009 | 34 | 41 |  | Y
Wind | Systems > 50 kW | Great Lakes (MI, WI, IL, IN, OH) | Installed Costs - Total | Y | 1871.3119 | $/kW | 2007-2008 | 2008 | 2007-2008 | Average - capacity-weighted | 10 | Berkeley Lab Database | Historical | 2008 Wind Technologies Market Report | Lawrence Berkeley National Laboratory (Wiser and Bolinger) | http://eetd.lbl.gov/EA/emp/reports/2008-wind-technologies.pdf | Y | 2009 | 35 | 42 | Figure 22 | Y | Numerical values provided by author.
Wind | Systems > 50 kW | Northwest (WA, OR, ID, MT) | Installed Costs - Total | Y | 1881.3755 | $/kW | 2007-2008 | 2008 | 2007-2008 | Average - capacity-weighted | 9 | Berkeley Lab Database | Historical | 2008 Wind Technologies Market Report | Lawrence Berkeley National Laboratory (Wiser and Bolinger) | http://eetd.lbl.gov/EA/emp/reports/2008-wind-technologies.pdf | Y | 2009 | 35 | 42 | Figure 22 | Y | Numerical values provided by author.
Wind | Systems > 50 kW | U.S. | Installed Costs - Total | Y | 1915.4132 | $/kW | 2008 | 2008 | 2008 | Average - capacity-weighted | 283 (cumulative 1985-2008) | Berkeley Lab Database | Historical | 2008 Wind Technologies Market Report | Lawrence Berkeley National Laboratory (Wiser and Bolinger) | http://eetd.lbl.gov/EA/emp/reports/2008-wind-technologies.pdf | Y | 2009 | 34 | 41 | Figure 21 | Y | Numerical values provided by author.
Wind | Systems > 50 kW | Heartland (ND, SD, NE, OK, KS, MN, IA, MO, MI) | Installed Costs - Total | Y | 1922.0976 | $/kW | 2007-2008 | 2008 | 2007-2008 | Average - capacity-weighted | 30 | Berkeley Lab Database | Historical | 2008 Wind Technologies Market Report | Lawrence Berkeley National Laboratory (Wiser and Bolinger) | http://eetd.lbl.gov/EA/emp/reports/2008-wind-technologies.pdf | Y | 2009 | 35 | 42 | Figure 22 | Y | Numerical values provided by author.
Wind | Systems > 50 kW | East (TN, KY, NY, PA, NJ, DE, MD, DC, VA, WV, NC) | Installed Costs - Total | Y | 1953.2435 | $/kW | 2007-2008 | 2008 | 2007-2008 | Average - capacity-weighted | 11 | Berkeley Lab Database | Historical | 2008 Wind Technologies Market Report | Lawrence Berkeley National Laboratory (Wiser and Bolinger) | http://eetd.lbl.gov/EA/emp/reports/2008-wind-technologies.pdf | Y | 2009 | 35 | 42 | Figure 22 | Y | Numerical values provided by author.
Wind | Systems > 50 kW | U.S. | Installed Costs - Total | Y | 1961.4462 | $/kW | 1987 | 2008 | 1987 | Average - capacity-weighted | 283 (cumulative 1985-2008) | Berkeley Lab Database | Historical | 2008 Wind Technologies Market Report | Lawrence Berkeley National Laboratory (Wiser and Bolinger) | http://eetd.lbl.gov/EA/emp/reports/2008-wind-technologies.pdf | Y | 2009 | 34 | 41 | Figure 21 | Y | Numerical values provided by author.
Wind | Systems > 50 kW | New England (ME, NH, VT, RI, CT, MA) | Installed Costs - Total | Y | 2066.1608 | $/kW | 2007-2008 | 2008 | 2007-2008 | Average - capacity-weighted | 3 | Berkeley Lab Database | Historical | 2008 Wind Technologies Market Report | Lawrence Berkeley National Laboratory (Wiser and Bolinger) | http://eetd.lbl.gov/EA/emp/reports/2008-wind-technologies.pdf | Y | 2009 | 35 | 42 | Figure 22 | Y | Numerical values provided by author.
Wind | Systems > 50 kW; Projects approved in 2008 and likely to be built in 2009 | U.S. | Installed Costs - Total | Y | 2120 | $/kW | 2009 | 2008 | 2008 | Average - capacity-weighted | Unspecified | Berkeley Lab Database | Historical | 2008 Wind Technologies Market Report | Lawrence Berkeley National Laboratory (Wiser and Bolinger) | http://eetd.lbl.gov/EA/emp/reports/2008-wind-technologies.pdf | Y | 2009 | V | 6 |  | Y
Wind | Systems > 50 kW | U.S. | Installed Costs - Total | Y | 2352.2788 | $/kW | 1997 | 2008 | 1997 | Average - capacity-weighted | 283 (cumulative 1985-2008) | Berkeley Lab Database | Historical | 2008 Wind Technologies Market Report | Lawrence Berkeley National Laboratory (Wiser and Bolinger) | http://eetd.lbl.gov/EA/emp/reports/2008-wind-technologies.pdf | Y | 2009 | 34 | 41 | Figure 21 | Y | Numerical values provided by author.
Wind | Systems > 50 kW | U.S. | Installed Costs - Total | Y | 2441.2957 | $/kW | 1989 | 2008 | 1989 | Average - capacity-weighted | 283 (cumulative 1985-2008) | Berkeley Lab Database | Historical | 2008 Wind Technologies Market Report | Lawrence Berkeley National Laboratory (Wiser and Bolinger) | http://eetd.lbl.gov/EA/emp/reports/2008-wind-technologies.pdf | Y | 2009 | 34 | 41 | Figure 21 | Y | Numerical values provided by author.
Wind | Systems > 50 kW | U.S. | Installed Costs - Total | Y | 2766.9443 | $/kW | 1990 | 2008 | 1990 | Average - capacity-weighted | 283 (cumulative 1985-2008) | Berkeley Lab Database | Historical | 2008 Wind Technologies Market Report | Lawrence Berkeley National Laboratory (Wiser and Bolinger) | http://eetd.lbl.gov/EA/emp/reports/2008-wind-technologies.pdf | Y | 2009 | 34 | 41 | Figure 21 | Y | Numerical values provided by author.
Wind | Systems > 50 kW | U.S. | Installed Costs - Total | Y | 3473.4502 | $/kW | 1985 | 2008 | 1985 | Average - capacity-weighted | 283 (cumulative 1985-2008) | Berkeley Lab Database | Historical | 2008 Wind Technologies Market Report | Lawrence Berkeley National Laboratory (Wiser and Bolinger) | http://eetd.lbl.gov/EA/emp/reports/2008-wind-technologies.pdf | Y | 2009 | 34 | 41 | Figure 21 | Y | Numerical values provided by author.
Wind |  | U.S. | LCOE | N | 56 | $/MWh | 2008 | 2008 | 2008 | Average - simple | Unspecified | Lazard estimates | Historical | Levelized Cost of Energy Analysis - Version 3.0 DRAFT | Lazard |  | Y | 2009 | 2 | 3 |  | Y | Reflects ITC and accelerated asset depreciation, as applicable. Assumes 20-year useful life.
Wind |  | U.S. | LCOE | N | 113 | $/MWh | 2008 | 2008 | 2008 | Average - simple | Unspecified | Lazard estimates | Historical | Levelized Cost of Energy Analysis - Version 3.0 DRAFT | Lazard |  | Y | 2009 | 2 | 3 |  | Y | Reflects ITC and accelerated asset depreciation, as applicable. Assumes 20-year useful life.
Wind |  | U.S. | LCOE | Y | 83 | $/MWh | 2008 | 2008 | 2008 | Average - simple | Unspecified | Lazard estimates | Historical | Levelized Cost of Energy Analysis - Version 3.0 DRAFT | Lazard |  | Y | 2009 | 6 | 7 |  | Y | Reflects ITC and accelerated asset depreciation, as applicable. Assumes 20-year useful life. Exludes tax incentives - ITC and PTC
Wind |  | U.S. | LCOE | Y | 140 | $/MWh | 2008 | 2008 | 2008 | Average - simple | Unspecified | Lazard estimates | Historical | Levelized Cost of Energy Analysis - Version 3.0 DRAFT | Lazard |  | Y | 2009 | 6 | 7 |  | Y | Reflects ITC and accelerated asset depreciation, as applicable. Assumes 20-year useful life. Exludes tax incentives - ITC and PTC
Wind |  | U.S. | LCOE - Capital costs | N | 44 | $/MWh | 2008 | 2008 | 2008 | Range: maximum | Unspecified | Lazard estimates | Historical | Levelized Cost of Energy Analysis - Version 3.0 DRAFT | Lazard |  | Y | 2009 | 10 | 11 |  | Y | Reflects ITC and accelerated asset depreciation, as applicable. Assumes 20-year useful life.
Wind |  | U.S. | LCOE - O&M - Fixed | N | 13 | $/MWh | 2008 | 2008 | 2008 | Range: maximum | Unspecified | Lazard estimates | Historical | Levelized Cost of Energy Analysis - Version 3.0 DRAFT | Lazard |  | Y | 2009 | 10 | 11 |  | Y | Reflects ITC and accelerated asset depreciation, as applicable. Assumes 20-year useful life.
Wind | Utility Central Station | CA, AZ, NV, OR, WA | LCOG | N | 59 | $/MWh | 2007 | 2007 | 2007 | Range: minimum | Unspecified | Interviews | Historical | California Energy Commission: Renewable Energy Transmission Initiative Phase 1A Final report | Black & Veatch | http://www.energy.ca.gov/2008publications/RETI-1000-2008-002/RETI-1000-2008-002-F.PDF | Y | 2008 | 5-49 | 148 | Table 5-13 | Y | Inputs include capital costs, generation interconnection costs, O&M - fixed and variable, incentives, net plant output,
Wind | Utility Central Station | CA, AZ, NV, OR, WA | LCOG | N | 128 | $/MWh | 2007 | 2007 | 2007 | Range: maximum | Unspecified | Interviews | Historical | California Energy Commission: Renewable Energy Transmission Initiative Phase 1A Final report | Black & Veatch | http://www.energy.ca.gov/2008publications/RETI-1000-2008-002/RETI-1000-2008-002-F.PDF | Y | 2008 | 5-49 | 148 | Table 5-13 | Y | Inputs include capital costs, generation interconnection costs, O&M - fixed and variable, incentives, net plant output,
Wind | Utility Central Station | CA, AZ, NV, OR, WA | O&M | N | 50 | $/kW-Yr | 2007 | 2007 | 2007 | Average - simple | Unspecified | Interviews | Historical | California Energy Commission: Renewable Energy Transmission Initiative Phase 1A Final report | Black & Veatch | http://www.energy.ca.gov/2008publications/RETI-1000-2008-002/RETI-1000-2008-002-F.PDF | Y | 2008 | 5-49 | 148 | Table 5-13 | Y
Wind | Systems > 50 kW; project vintage 2000-2007 | U.S. | O&M | Y | 8 | $/MWh | 2000-2008 | 2008 | 2000-2008 | Average - capacity-weighted | 3-15 (2000-2007) | Berkeley Lab Database | Historical | 2008 Wind Technologies Market Report | Lawrence Berkeley National Laboratory (Wiser and Bolinger) | http://eetd.lbl.gov/EA/emp/reports/2008-wind-technologies.pdf | Y | 2009 | 41 | 48 |  | Y
Wind | Systems > 50 kW; project vintage 1990-1999 | U.S. | O&M | Y | 22 | $/MWh | 2000-2008 | 2008 | 2000-2008 | Average - capacity-weighted | 4-17 (1980-1999) | Berkeley Lab Database | Historical | 2008 Wind Technologies Market Report | Lawrence Berkeley National Laboratory (Wiser and Bolinger) | http://eetd.lbl.gov/EA/emp/reports/2008-wind-technologies.pdf | Y | 2009 | 41 | 48 |  | Y
Wind | Systems > 50 kW; project vintage 1980-1989 | U.S. | O&M | Y | 32 | $/MWh | 2000-2008 | 2008 | 2000-2008 | Average - capacity-weighted | 4-17 (1980-1999) | Berkeley Lab Database | Historical | 2008 Wind Technologies Market Report | Lawrence Berkeley National Laboratory (Wiser and Bolinger) | http://eetd.lbl.gov/EA/emp/reports/2008-wind-technologies.pdf | Y | 2009 | 41 | 48 |  | Y
Wind |  | U.S. WPC 3 | O&M - Fixed | Y | 11.5 | $/kW-Yr | 2005 | 2006 | 2005 | Average - simple | Unspecified | Modeling | Historical | 20 Percent Wind Energy Penetration in the United States | Black & Veatch | http://www.20percentwind.org/Black_Veatch_20_Percent_Report.pdf | Y | 2007 | 5-4 | 41 | Table 5-1 | Y
Wind |  | U.S. WPC 4 | O&M - Fixed | Y | 11.5 | $/kW-Yr | 2005 | 2006 | 2005 | Average - simple | Unspecified | Modeling | Historical | 20 Percent Wind Energy Penetration in the United States | Black & Veatch | http://www.20percentwind.org/Black_Veatch_20_Percent_Report.pdf | Y | 2007 | 5-4 | 41 | Table 5-1 | Y
Wind |  | U.S. WPC 5 | O&M - Fixed | Y | 11.5 | $/kW-Yr | 2005 | 2006 | 2005 | Average - simple | Unspecified | Modeling | Historical | 20 Percent Wind Energy Penetration in the United States | Black & Veatch | http://www.20percentwind.org/Black_Veatch_20_Percent_Report.pdf | Y | 2007 | 5-4 | 41 | Table 5-1 | Y
Wind |  | U.S. WPC 6 | O&M - Fixed | Y | 11.5 | $/kW-Yr | 2005 | 2006 | 2005 | Average - simple | Unspecified | Modeling | Historical | 20 Percent Wind Energy Penetration in the United States | Black & Veatch | http://www.20percentwind.org/Black_Veatch_20_Percent_Report.pdf | Y | 2007 | 5-4 | 41 | Table 5-1 | Y
Wind |  | U.S. WPC 7 | O&M - Fixed | Y | 11.5 | $/kW-Yr | 2005 | 2006 | 2005 | Average - simple | Unspecified | Modeling | Historical | 20 Percent Wind Energy Penetration in the United States | Black & Veatch | http://www.20percentwind.org/Black_Veatch_20_Percent_Report.pdf | Y | 2007 | 5-4 | 41 | Table 5-1 | Y
Wind |  | U.S. | O&M - Fixed | Y | 11.5 | $/kW-Yr | 2006 | 2006 | 2006 | Average - simple | Unspecified | Modeling/Interviews | Historical | 20 Percent Wind Energy Penetration in the United States | Black & Veatch | http://www.20percentwind.org/Black_Veatch_20_Percent_Report.pdf | Y | 2007 | 5-7 | 44 |  | Y | Expected to stay flat.
Wind |  | U.S. WPC 3 | O&M - Variable | Y | 7 | $/MWh | 2005 | 2006 | 2005 | Average - simple | Unspecified | Modeling | Historical | 20 Percent Wind Energy Penetration in the United States | Black & Veatch | http://www.20percentwind.org/Black_Veatch_20_Percent_Report.pdf | Y | 2007 | 5-4 | 41 | Table 5-1 | Y
Wind |  | U.S. WPC 4 | O&M - Variable | Y | 7 | $/MWh | 2005 | 2006 | 2005 | Average - simple | Unspecified | Modeling | Historical | 20 Percent Wind Energy Penetration in the United States | Black & Veatch | http://www.20percentwind.org/Black_Veatch_20_Percent_Report.pdf | Y | 2007 | 5-4 | 41 | Table 5-1 | Y
Wind |  | U.S. WPC 5 | O&M - Variable | Y | 7 | $/MWh | 2005 | 2006 | 2005 | Average - simple | Unspecified | Modeling | Historical | 20 Percent Wind Energy Penetration in the United States | Black & Veatch | http://www.20percentwind.org/Black_Veatch_20_Percent_Report.pdf | Y | 2007 | 5-4 | 41 | Table 5-1 | Y
Wind |  | U.S. WPC 6 | O&M - Variable | Y | 7 | $/MWh | 2005 | 2006 | 2005 | Average - simple | Unspecified | Modeling | Historical | 20 Percent Wind Energy Penetration in the United States | Black & Veatch | http://www.20percentwind.org/Black_Veatch_20_Percent_Report.pdf | Y | 2007 | 5-4 | 41 | Table 5-1 | Y
Wind |  | U.S. WPC 7 | O&M - Variable | Y | 7 | $/MWh | 2005 | 2006 | 2005 | Average - simple | Unspecified | Modeling | Historical | 20 Percent Wind Energy Penetration in the United States | Black & Veatch | http://www.20percentwind.org/Black_Veatch_20_Percent_Report.pdf | Y | 2007 | 5-4 | 41 | Table 5-1 | Y
Wind |  | U.S. | O&M - Variable | Y | 7 | $/MWh | 2006 | 2006 | 2006 | Average - simple | Unspecified | Modeling/Interviews | Historical | 20 Percent Wind Energy Penetration in the United States | Black & Veatch | http://www.20percentwind.org/Black_Veatch_20_Percent_Report.pdf | Y | 2007 | 5-7 | 44 |  | Y | Expected to decline.
Wind | Systems > 50 kW; 2002-03 project vintage | U.S. | Power Price - Retail | N | 30.8518 | $/MWh | 7 | 2008 | 7 | Average - capacity-weighted | 28 | Berkeley Lab Database | Historical | 2008 Wind Technologies Market Report | Lawrence Berkeley National Laboratory (Wiser and Bolinger) | http://eetd.lbl.gov/EA/emp/reports/2008-wind-technologies.pdf | Y | 2009 | 27 | 34 | Figure 14 | Y | Numerical values provided by author. Power price is for retail bundled product.
Wind | Systems > 50 kW; 2004-05 project vintage | U.S. | Power Price - Retail | N | 32.1047 | $/MWh | 7 | 2008 | 7 | Average - capacity-weighted | 23 | Berkeley Lab Database | Historical | 2008 Wind Technologies Market Report | Lawrence Berkeley National Laboratory (Wiser and Bolinger) | http://eetd.lbl.gov/EA/emp/reports/2008-wind-technologies.pdf | Y | 2009 | 27 | 34 | Figure 14 | Y | Numerical values provided by author. Power price is for retail bundled product.
Wind | Systems > 50 kW; 1998-99 project vintage | U.S. | Power Price - Retail | N | 34.1977 | $/MWh | 7 | 2008 | 7 | Average - capacity-weighted | 14 | Berkeley Lab Database | Historical | 2008 Wind Technologies Market Report | Lawrence Berkeley National Laboratory (Wiser and Bolinger) | http://eetd.lbl.gov/EA/emp/reports/2008-wind-technologies.pdf | Y | 2009 | 27 | 34 | Figure 14 | Y | Numerical values provided by author. Power price is for retail bundled product.
Wind | Systems > 50 kW; 2000-01 project vintage | U.S. | Power Price - Retail | N | 34.8601 | $/MWh | 7 | 2008 | 7 | Average - capacity-weighted | 20 | Berkeley Lab Database | Historical | 2008 Wind Technologies Market Report | Lawrence Berkeley National Laboratory (Wiser and Bolinger) | http://eetd.lbl.gov/EA/emp/reports/2008-wind-technologies.pdf | Y | 2009 | 27 | 34 | Figure 14 | Y | Numerical values provided by author. Power price is for retail bundled product.
Wind | Systems > 50 kW | U.S. | Power Price - Retail | N | 34.8888 | $/MWh | 2005 | 2008 | 2005 | Average - capacity-weighted | 80 | Berkeley Lab Database | Historical | 2008 Wind Technologies Market Report | Lawrence Berkeley National Laboratory (Wiser and Bolinger) | http://eetd.lbl.gov/EA/emp/reports/2008-wind-technologies.pdf | Y | 2009 | 26 | 33 | Figure 13 | Y | Numerical values provided by author. Power price is for retail bundled product.
Wind | Systems > 50 kW; 2006-2008 project vintage | TX | Power Price - Retail | N | 35.3686 | $/MWh | 7 | 2008 | 7 | Average - capacity-weighted | 2 | Berkeley Lab Database | Historical | 2008 Wind Technologies Market Report | Lawrence Berkeley National Laboratory (Wiser and Bolinger) | http://eetd.lbl.gov/EA/emp/reports/2008-wind-technologies.pdf | Y | 2009 | 28 | 35 | Figure 15 | Y | Numerical values provided by author. Power price is for retail bundled product.
Wind | Systems > 50 kW | U.S. | Power Price - Retail | N | 36.1025 | $/MWh | 2006 | 2008 | 2006 | Average - capacity-weighted | 98 | Berkeley Lab Database | Historical | 2008 Wind Technologies Market Report | Lawrence Berkeley National Laboratory (Wiser and Bolinger) | http://eetd.lbl.gov/EA/emp/reports/2008-wind-technologies.pdf | Y | 2009 | 26 | 33 | Figure 13 | Y | Numerical values provided by author. Power price is for retail bundled product.
Wind | Systems > 50 kW | U.S. | Power Price - Retail | N | 36.6054 | $/MWh | 2004 | 2008 | 2004 | Average - capacity-weighted | 62 | Berkeley Lab Database | Historical | 2008 Wind Technologies Market Report | Lawrence Berkeley National Laboratory (Wiser and Bolinger) | http://eetd.lbl.gov/EA/emp/reports/2008-wind-technologies.pdf | Y | 2009 | 26 | 33 | Figure 13 | Y | Numerical values provided by author. Power price is for retail bundled product.
Wind | Systems > 50 kW | U.S. | Power Price - Retail | N | 37.4861 | $/MWh | 2003 | 2008 | 2003 | Average - capacity-weighted | 49 | Berkeley Lab Database | Historical | 2008 Wind Technologies Market Report | Lawrence Berkeley National Laboratory (Wiser and Bolinger) | http://eetd.lbl.gov/EA/emp/reports/2008-wind-technologies.pdf | Y | 2009 | 26 | 33 | Figure 13 | Y | Numerical values provided by author. Power price is for retail bundled product.
Wind | Systems > 50 kW | U.S. | Power Price - Retail | N | 38.776 | $/MWh | 2007 | 2008 | 2007 | Average - capacity-weighted | 117 | Berkeley Lab Database | Historical | 2008 Wind Technologies Market Report | Lawrence Berkeley National Laboratory (Wiser and Bolinger) | http://eetd.lbl.gov/EA/emp/reports/2008-wind-technologies.pdf | Y | 2009 | 26 | 33 | Figure 13 | Y | Numerical values provided by author. Power price is for retail bundled product.
Wind | Systems > 50 kW | U.S. | Power Price - Retail | N | 40.2159 | $/MWh | 2008 | 2008 | 2008 | Average - capacity-weighted | 145 | Berkeley Lab Database | Historical | 2008 Wind Technologies Market Report | Lawrence Berkeley National Laboratory (Wiser and Bolinger) | http://eetd.lbl.gov/EA/emp/reports/2008-wind-technologies.pdf | Y | 2009 | 26 | 33 | Figure 13 | Y | Numerical values provided by author. Power price is for retail bundled product.
Wind | Systems > 50 kW; 2006-2008 project vintage | Heartland (ND, SD, NE, OK, KS, MN, IA, MO, MI) | Power Price - Retail | N | 42.4665 | $/MWh | 7 | 2008 | 7 | Average - capacity-weighted | 28 | Berkeley Lab Database | Historical | 2008 Wind Technologies Market Report | Lawrence Berkeley National Laboratory (Wiser and Bolinger) | http://eetd.lbl.gov/EA/emp/reports/2008-wind-technologies.pdf | Y | 2009 | 28 | 35 | Figure 15 | Y | Numerical values provided by author. Power price is for retail bundled product.
Wind | Systems > 50 kW; 2007 project vintage | U.S. | Power Price - Retail | N | 43.1719 | $/MWh | 7 | 2008 | 7 | Average - capacity-weighted | 22 | Berkeley Lab Database | Historical | 2008 Wind Technologies Market Report | Lawrence Berkeley National Laboratory (Wiser and Bolinger) | http://eetd.lbl.gov/EA/emp/reports/2008-wind-technologies.pdf | Y | 2009 | 27 | 34 | Figure 14 | Y | Numerical values provided by author. Power price is for retail bundled product.
Wind | Systems > 50 kW | U.S. | Power Price - Retail | N | 43.5992 | $/MWh | 2002 | 2008 | 2002 | Average - capacity-weighted | 33 | Berkeley Lab Database | Historical | 2008 Wind Technologies Market Report | Lawrence Berkeley National Laboratory (Wiser and Bolinger) | http://eetd.lbl.gov/EA/emp/reports/2008-wind-technologies.pdf | Y | 2009 | 26 | 33 | Figure 13 | Y | Numerical values provided by author. Power price is for retail bundled product.
Wind | Systems > 50 kW; 2006-2008 project vintage | Mountain (WY, CO, UT, AZ, NM, NV) | Power Price - Retail | N | 43.7991 | $/MWh | 7 | 2008 | 7 | Average - capacity-weighted | 10 | Berkeley Lab Database | Historical | 2008 Wind Technologies Market Report | Lawrence Berkeley National Laboratory (Wiser and Bolinger) | http://eetd.lbl.gov/EA/emp/reports/2008-wind-technologies.pdf | Y | 2009 | 28 | 35 | Figure 15 | Y | Numerical values provided by author. Power price is for retail bundled product.
Wind | Systems > 50 kW; 2006 project vintage | U.S. | Power Price - Retail | N | 47.6481 | $/MWh | 7 | 2008 | 7 | Average - capacity-weighted | 13 | Berkeley Lab Database | Historical | 2008 Wind Technologies Market Report | Lawrence Berkeley National Laboratory (Wiser and Bolinger) | http://eetd.lbl.gov/EA/emp/reports/2008-wind-technologies.pdf | Y | 2009 | 27 | 34 | Figure 14 | Y | Numerical values provided by author. Power price is for retail bundled product.
Wind | Systems > 50 kW; 2006-2008 project vintage | Northwest (WA, OR, ID, MT) | Power Price - Retail | N | 49.8502 | $/MWh | 7 | 2008 | 7 | Average - capacity-weighted | 5 | Berkeley Lab Database | Historical | 2008 Wind Technologies Market Report | Lawrence Berkeley National Laboratory (Wiser and Bolinger) | http://eetd.lbl.gov/EA/emp/reports/2008-wind-technologies.pdf | Y | 2009 | 28 | 35 | Figure 15 | Y | Numerical values provided by author. Power price is for retail bundled product.
Wind | Systems > 50 kW; 2008 project vintage | U.S. | Power Price - Retail | N | 51.5068 | $/MWh | 7 | 2008 | 7 | Average - capacity-weighted | 25 | Berkeley Lab Database | Historical | 2008 Wind Technologies Market Report | Lawrence Berkeley National Laboratory (Wiser and Bolinger) | http://eetd.lbl.gov/EA/emp/reports/2008-wind-technologies.pdf | Y | 2009 | 27 | 34 | Figure 14 | Y | Numerical values provided by author. Power price is for retail bundled product.
Wind | Systems > 50 kW; 2006-2008 project vintage | Great Lakes (MI, WI, IL, IN, OH) | Power Price - Retail | N | 54.5646 | $/MWh | 7 | 2008 | 7 | Average - capacity-weighted | 6 | Berkeley Lab Database | Historical | 2008 Wind Technologies Market Report | Lawrence Berkeley National Laboratory (Wiser and Bolinger) | http://eetd.lbl.gov/EA/emp/reports/2008-wind-technologies.pdf | Y | 2009 | 28 | 35 | Figure 15 | Y | Numerical values provided by author. Power price is for retail bundled product.
Wind | Systems > 50 kW; 2006-2008 project vintage | CA | Power Price - Retail | N | 55.9724 | $/MWh | 7 | 2008 | 7 | Average - capacity-weighted | 3 | Berkeley Lab Database | Historical | 2008 Wind Technologies Market Report | Lawrence Berkeley National Laboratory (Wiser and Bolinger) | http://eetd.lbl.gov/EA/emp/reports/2008-wind-technologies.pdf | Y | 2009 | 28 | 35 | Figure 15 | Y | Numerical values provided by author. Power price is for retail bundled product.
Wind | Systems > 50 kW | U.S. | Power Price - Retail | N | 56.6246 | $/MWh | 2001 | 2008 | 2001 | Average - capacity-weighted | 20 | Berkeley Lab Database | Historical | 2008 Wind Technologies Market Report | Lawrence Berkeley National Laboratory (Wiser and Bolinger) | http://eetd.lbl.gov/EA/emp/reports/2008-wind-technologies.pdf | Y | 2009 | 26 | 33 | Figure 13 | Y | Numerical values provided by author. Power price is for retail bundled product.
Wind | Systems > 50 kW | U.S. | Power Price - Retail | N | 58.3724 | $/MWh | 2000 | 2008 | 2000 | Average - capacity-weighted | 10 | Berkeley Lab Database | Historical | 2008 Wind Technologies Market Report | Lawrence Berkeley National Laboratory (Wiser and Bolinger) | http://eetd.lbl.gov/EA/emp/reports/2008-wind-technologies.pdf | Y | 2009 | 26 | 33 | Figure 13 | Y | Numerical values provided by author. Power price is for retail bundled product.
Wind | Systems > 50 kW; 2006-2008 project vintage | East (TN, KY, NY, PA, NJ, DE, MD, DC, VA, WV, NC) | Power Price - Retail | N | 63.9395 | $/MWh | 7 | 2008 | 7 | Average - capacity-weighted | 4 | Berkeley Lab Database | Historical | 2008 Wind Technologies Market Report | Lawrence Berkeley National Laboratory (Wiser and Bolinger) | http://eetd.lbl.gov/EA/emp/reports/2008-wind-technologies.pdf | Y | 2009 | 28 | 35 | Figure 15 | Y | Numerical values provided by author. Power price is for retail bundled product.
Wind | Systems > 50 kW | U.S. | Power Price - Retail | N | 64.2366 | $/MWh | 1999 | 2008 | 1999 | Average - capacity-weighted | 7 | Berkeley Lab Database | Historical | 2008 Wind Technologies Market Report | Lawrence Berkeley National Laboratory (Wiser and Bolinger) | http://eetd.lbl.gov/EA/emp/reports/2008-wind-technologies.pdf | Y | 2009 | 26 | 33 | Figure 13 | Y | Numerical values provided by author. Power price is for retail bundled product.
Wind | Systems > 50 kW; 2006-2008 project vintage | New England (ME, NH, VT, RI, CT, MA) | Power Price - Retail | N | 65.3684 | $/MWh | 7 | 2008 | 7 | Average - capacity-weighted | 2 | Berkeley Lab Database | Historical | 2008 Wind Technologies Market Report | Lawrence Berkeley National Laboratory (Wiser and Bolinger) | http://eetd.lbl.gov/EA/emp/reports/2008-wind-technologies.pdf | Y | 2009 | 28 | 35 | Figure 15 | Y | Numerical values provided by author. Power price is for retail bundled product.
Wind | Systems > 50 kW; project vintage 2006-2008 | TX | Power Price - Wholesale | Y | 35.3686 | $/MWh | 2008 | 2008 | 2008 | Average - capacity-weighted | 2 | Berkeley Lab Database; Ventyx; ICE | Historical | 2008 Wind Technologies Market Report | Lawrence Berkeley National Laboratory (Wiser and Bolinger) | http://eetd.lbl.gov/EA/emp/reports/2008-wind-technologies.pdf | Y | 2009 | 31 | 38 | Figure 18 | Y | Numerical values provided by author. Power price is for wholesale bundled product.
Wind | Systems > 50 kW; project vintage 2006-2008 | Heartland (ND, SD, NE, OK, KS, MN, IA, MO, MI) | Power Price - Wholesale | Y | 42.4665 | $/MWh | 2008 | 2008 | 2008 | Average - capacity-weighted | 28 | Berkeley Lab Database; Ventyx; ICE | Historical | 2008 Wind Technologies Market Report | Lawrence Berkeley National Laboratory (Wiser and Bolinger) | http://eetd.lbl.gov/EA/emp/reports/2008-wind-technologies.pdf | Y | 2009 | 31 | 38 | Figure 18 | Y | Numerical values provided by author. Power price is for wholesale bundled product.
Wind | Systems > 50 kW; project vintage 2006-2008 | Mountain (WY, CO, UT, AZ, NM, NV) | Power Price - Wholesale | Y | 43.7991 | $/MWh | 2008 | 2008 | 2008 | Average - capacity-weighted | 10 | Berkeley Lab Database; Ventyx; ICE | Historical | 2008 Wind Technologies Market Report | Lawrence Berkeley National Laboratory (Wiser and Bolinger) | http://eetd.lbl.gov/EA/emp/reports/2008-wind-technologies.pdf | Y | 2009 | 31 | 38 | Figure 18 | Y | Numerical values provided by author. Power price is for wholesale bundled product.
Wind | Systems > 50 kW; project vintage 2006-2008 | Heartland (ND, SD, NE, OK, KS, MN, IA, MO, MI) | Power Price - Wholesale | Y | 46.1911 | $/MWh | 2008 | 2008 | 2008 | Interquartile range: minimum | 28 | Berkeley Lab Database; Ventyx; ICE | Historical | 2008 Wind Technologies Market Report | Lawrence Berkeley National Laboratory (Wiser and Bolinger) | http://eetd.lbl.gov/EA/emp/reports/2008-wind-technologies.pdf | Y | 2009 | 31 | 38 | Figure 18 | Y | Numerical values provided by author. Power price is for wholesale bundled product.
Wind | Systems > 50 kW; project vintage 2006-2008 | U.S. | Power Price - Wholesale | Y | 46.1911 | $/MWh | 2008 | 2008 | 2008 | Interquartile range: minimum | 60 | Berkeley Lab Database; Ventyx; ICE | Historical | 2008 Wind Technologies Market Report | Lawrence Berkeley National Laboratory (Wiser and Bolinger) | http://eetd.lbl.gov/EA/emp/reports/2008-wind-technologies.pdf | Y | 2009 | 31 | 38 | Figure 18 | Y | Numerical values provided by author. Power price is for wholesale bundled product.
Wind | Systems > 50 kW; project vintage 2006-2008 | Great Lakes (MI, WI, IL, IN, OH) | Power Price - Wholesale | Y | 46.2272 | $/MWh | 2008 | 2008 | 2008 | Interquartile range: minimum | 6 | Berkeley Lab Database; Ventyx; ICE | Historical | 2008 Wind Technologies Market Report | Lawrence Berkeley National Laboratory (Wiser and Bolinger) | http://eetd.lbl.gov/EA/emp/reports/2008-wind-technologies.pdf | Y | 2009 | 31 | 38 | Figure 18 | Y | Numerical values provided by author. Power price is for wholesale bundled product.
Wind | Systems > 50 kW; project vintage 2006-2008 | U.S. | Power Price - Wholesale | Y | 46.4909 | $/MWh | 2008 | 2008 | 2008 | Average - capacity-weighted | 60 | Berkeley Lab Database; Ventyx; ICE | Historical | 2008 Wind Technologies Market Report | Lawrence Berkeley National Laboratory (Wiser and Bolinger) | http://eetd.lbl.gov/EA/emp/reports/2008-wind-technologies.pdf | Y | 2009 | 31 | 38 | Figure 18 | Y | Numerical values provided by author. Power price is for wholesale bundled product.
Wind | Systems > 50 kW; project vintage 2006-2008 | Heartland (ND, SD, NE, OK, KS, MN, IA, MO, MI) | Power Price - Wholesale | Y | 47.8051 | $/MWh | 2008 | 2008 | 2008 | Interquartile range: maximum | 28 | Berkeley Lab Database; Ventyx; ICE | Historical | 2008 Wind Technologies Market Report | Lawrence Berkeley National Laboratory (Wiser and Bolinger) | http://eetd.lbl.gov/EA/emp/reports/2008-wind-technologies.pdf | Y | 2009 | 31 | 38 | Figure 18 | Y | Numerical values provided by author. Power price is for wholesale bundled product.
Wind | Systems > 50 kW; project vintage 2006-2008 | Northwest (WA, OR, ID, MT) | Power Price - Wholesale | Y | 49.8502 | $/MWh | 2008 | 2008 | 2008 | Average - capacity-weighted | 5 | Berkeley Lab Database; Ventyx; ICE | Historical | 2008 Wind Technologies Market Report | Lawrence Berkeley National Laboratory (Wiser and Bolinger) | http://eetd.lbl.gov/EA/emp/reports/2008-wind-technologies.pdf | Y | 2009 | 31 | 38 | Figure 18 | Y | Numerical values provided by author. Power price is for wholesale bundled product.
Wind | Systems > 50 kW; project vintage 2006-2008 | TX | Power Price - Wholesale | Y | 52.7746 | $/MWh | 2006-2008 | 2008 | 2006-2008 | Interquartile range: minimum | 2 | Berkeley Lab Database; Ventyx; ICE | Historical | 2008 Wind Technologies Market Report | Lawrence Berkeley National Laboratory (Wiser and Bolinger) | http://eetd.lbl.gov/EA/emp/reports/2008-wind-technologies.pdf | Y | 2009 | 31 | 38 | Figure 18 | Y | Numerical values provided by author. Power price is for wholesale bundled product.
Wind | Systems > 50 kW; project vintage 2006-2008 | TX | Power Price - Wholesale | Y | 54.2746 | $/MWh | 2008 | 2008 | 2008 | Interquartile range: maximum | 2 | Berkeley Lab Database; Ventyx; ICE | Historical | 2008 Wind Technologies Market Report | Lawrence Berkeley National Laboratory (Wiser and Bolinger) | http://eetd.lbl.gov/EA/emp/reports/2008-wind-technologies.pdf | Y | 2009 | 31 | 38 | Figure 18 | Y | Numerical values provided by author. Power price is for wholesale bundled product.
Wind | Systems > 50 kW; project vintage 2006-2008 | Great Lakes (MI, WI, IL, IN, OH) | Power Price - Wholesale | Y | 54.5646 | $/MWh | 2008 | 2008 | 2008 | Average - capacity-weighted | 6 | Berkeley Lab Database; Ventyx; ICE | Historical | 2008 Wind Technologies Market Report | Lawrence Berkeley National Laboratory (Wiser and Bolinger) | http://eetd.lbl.gov/EA/emp/reports/2008-wind-technologies.pdf | Y | 2009 | 31 | 38 | Figure 18 | Y | Numerical values provided by author. Power price is for wholesale bundled product.
Wind | Systems > 50 kW; project vintage 2006-2008 | CA | Power Price - Wholesale | Y | 55.9724 | $/MWh | 2008 | 2008 | 2008 | Average - capacity-weighted | 3 | Berkeley Lab Database; Ventyx; ICE | Historical | 2008 Wind Technologies Market Report | Lawrence Berkeley National Laboratory (Wiser and Bolinger) | http://eetd.lbl.gov/EA/emp/reports/2008-wind-technologies.pdf | Y | 2009 | 31 | 38 | Figure 18 | Y | Numerical values provided by author. Power price is for wholesale bundled product.
Wind | Systems > 50 kW; project vintage 2006-2008 | Northwest (WA, OR, ID, MT) | Power Price - Wholesale | Y | 59.1394 | $/MWh | 2008 | 2008 | 2008 | Interquartile range: minimum | 5 | Berkeley Lab Database; Ventyx; ICE | Historical | 2008 Wind Technologies Market Report | Lawrence Berkeley National Laboratory (Wiser and Bolinger) | http://eetd.lbl.gov/EA/emp/reports/2008-wind-technologies.pdf | Y | 2009 | 31 | 38 | Figure 18 | Y | Numerical values provided by author. Power price is for wholesale bundled product.
Wind | Systems > 50 kW; project vintage 2006-2008 | East (TN, KY, NY, PA, NJ, DE, MD, DC, VA, WV, NC) | Power Price - Wholesale | Y | 59.3152 | $/MWh | 2008 | 2008 | 2008 | Interquartile range: minimum | 4 | Berkeley Lab Database; Ventyx; ICE | Historical | 2008 Wind Technologies Market Report | Lawrence Berkeley National Laboratory (Wiser and Bolinger) | http://eetd.lbl.gov/EA/emp/reports/2008-wind-technologies.pdf | Y | 2009 | 31 | 38 | Figure 18 | Y | Numerical values provided by author. Power price is for wholesale bundled product.
Wind | Systems > 50 kW; project vintage 2006-2008 | Mountain (WY, CO, UT, AZ, NM, NV) | Power Price - Wholesale | Y | 62.4965 | $/MWh | 2008 | 2008 | 2008 | Interquartile range: minimum | 10 | Berkeley Lab Database; Ventyx; ICE | Historical | 2008 Wind Technologies Market Report | Lawrence Berkeley National Laboratory (Wiser and Bolinger) | http://eetd.lbl.gov/EA/emp/reports/2008-wind-technologies.pdf | Y | 2009 | 31 | 38 | Figure 18 | Y | Numerical values provided by author. Power price is for wholesale bundled product.
Wind | Systems > 50 kW; project vintage 2006-2008 | East (TN, KY, NY, PA, NJ, DE, MD, DC, VA, WV, NC) | Power Price - Wholesale | Y | 63.9395 | $/MWh | 2008 | 2008 | 2008 | Average - capacity-weighted | 4 | Berkeley Lab Database; Ventyx; ICE | Historical | 2008 Wind Technologies Market Report | Lawrence Berkeley National Laboratory (Wiser and Bolinger) | http://eetd.lbl.gov/EA/emp/reports/2008-wind-technologies.pdf | Y | 2009 | 31 | 38 | Figure 18 | Y | Numerical values provided by author. Power price is for wholesale bundled product.
Wind | Systems > 50 kW; project vintage 2006-2008 | New England (ME, NH, VT, RI, CT, MA) | Power Price - Wholesale | Y | 65.3684 | $/MWh | 2008 | 2008 | 2008 | Average - capacity-weighted | 2 | Berkeley Lab Database; Ventyx; ICE | Historical | 2008 Wind Technologies Market Report | Lawrence Berkeley National Laboratory (Wiser and Bolinger) | http://eetd.lbl.gov/EA/emp/reports/2008-wind-technologies.pdf | Y | 2009 | 31 | 38 | Figure 18 | Y | Numerical values provided by author. Power price is for wholesale bundled product.
Wind | Systems > 50 kW; project vintage 2006-2008 | Northwest (WA, OR, ID, MT) | Power Price - Wholesale | Y | 66.4032 | $/MWh | 2008 | 2008 | 2008 | Interquartile range: maximum | 5 | Berkeley Lab Database; Ventyx; ICE | Historical | 2008 Wind Technologies Market Report | Lawrence Berkeley National Laboratory (Wiser and Bolinger) | http://eetd.lbl.gov/EA/emp/reports/2008-wind-technologies.pdf | Y | 2009 | 31 | 38 | Figure 18 | Y | Numerical values provided by author. Power price is for wholesale bundled product.
Wind | Systems > 50 kW; project vintage 2006-2008 | Mountain (WY, CO, UT, AZ, NM, NV) | Power Price - Wholesale | Y | 66.7761 | $/MWh | 2008 | 2008 | 2008 | Interquartile range: maximum | 10 | Berkeley Lab Database; Ventyx; ICE | Historical | 2008 Wind Technologies Market Report | Lawrence Berkeley National Laboratory (Wiser and Bolinger) | http://eetd.lbl.gov/EA/emp/reports/2008-wind-technologies.pdf | Y | 2009 | 31 | 38 | Figure 18 | Y | Numerical values provided by author. Power price is for wholesale bundled product.
Wind | Systems > 50 kW; project vintage 2006-2008 | Great Lakes (MI, WI, IL, IN, OH) | Power Price - Wholesale | Y | 69.809 | $/MWh | 2008 | 2008 | 2008 | Interquartile range: maximum | 6 | Berkeley Lab Database; Ventyx; ICE | Historical | 2008 Wind Technologies Market Report | Lawrence Berkeley National Laboratory (Wiser and Bolinger) | http://eetd.lbl.gov/EA/emp/reports/2008-wind-technologies.pdf | Y | 2009 | 31 | 38 | Figure 18 | Y | Numerical values provided by author. Power price is for wholesale bundled product.
Wind | Systems > 50 kW; project vintage 2006-2008 | CA | Power Price - Wholesale | Y | 69.9015 | $/MWh | 2008 | 2008 | 2008 | Interquartile range: minimum | 3 | Berkeley Lab Database; Ventyx; ICE | Historical | 2008 Wind Technologies Market Report | Lawrence Berkeley National Laboratory (Wiser and Bolinger) | http://eetd.lbl.gov/EA/emp/reports/2008-wind-technologies.pdf | Y | 2009 | 31 | 38 | Figure 18 | Y | Numerical values provided by author. Power price is for wholesale bundled product.
Wind | Systems > 50 kW; project vintage 2006-2008 | CA | Power Price - Wholesale | Y | 71.7814 | $/MWh | 2008 | 2008 | 2008 | Interquartile range: maximum | 3 | Berkeley Lab Database; Ventyx; ICE | Historical | 2008 Wind Technologies Market Report | Lawrence Berkeley National Laboratory (Wiser and Bolinger) | http://eetd.lbl.gov/EA/emp/reports/2008-wind-technologies.pdf | Y | 2009 | 31 | 38 | Figure 18 | Y | Numerical values provided by author. Power price is for wholesale bundled product.
Wind | Systems > 50 kW; project vintage 2006-2008 | New England (ME, NH, VT, RI, CT, MA) | Power Price - Wholesale | Y | 75.981 | $/MWh | 2008 | 2008 | 2008 | Interquartile range: minimum | 2 | Berkeley Lab Database; Ventyx; ICE | Historical | 2008 Wind Technologies Market Report | Lawrence Berkeley National Laboratory (Wiser and Bolinger) | http://eetd.lbl.gov/EA/emp/reports/2008-wind-technologies.pdf | Y | 2009 | 31 | 38 | Figure 18 | Y | Numerical values provided by author. Power price is for wholesale bundled product.
Wind | Systems > 50 kW; project vintage 2006-2008 | New England (ME, NH, VT, RI, CT, MA) | Power Price - Wholesale | Y | 80.432 | $/MWh | 2008 | 2008 | 2008 | Interquartile range: maximum | 2 | Berkeley Lab Database; Ventyx; ICE | Historical | 2008 Wind Technologies Market Report | Lawrence Berkeley National Laboratory (Wiser and Bolinger) | http://eetd.lbl.gov/EA/emp/reports/2008-wind-technologies.pdf | Y | 2009 | 31 | 38 | Figure 18 | Y | Numerical values provided by author. Power price is for wholesale bundled product.
Wind | Systems > 50 kW; project vintage 2006-2008 | East (TN, KY, NY, PA, NJ, DE, MD, DC, VA, WV, NC) | Power Price - Wholesale | Y | 86.7161 | $/MWh | 2008 | 2008 | 2008 | Interquartile range: maximum | 4 | Berkeley Lab Database; Ventyx; ICE | Historical | 2008 Wind Technologies Market Report | Lawrence Berkeley National Laboratory (Wiser and Bolinger) | http://eetd.lbl.gov/EA/emp/reports/2008-wind-technologies.pdf | Y | 2009 | 31 | 38 | Figure 18 | Y | Numerical values provided by author. Power price is for wholesale bundled product.
Wind | Systems > 50 kW; project vintage 2006-2008 | U.S. | Power Price - Wholesale | Y | 86.7161 | $/MWh | 2008 | 2008 | 2008 | Interquartile range: maximum | 60 | Berkeley Lab Database; Ventyx; ICE | Historical | 2008 Wind Technologies Market Report | Lawrence Berkeley National Laboratory (Wiser and Bolinger) | http://eetd.lbl.gov/EA/emp/reports/2008-wind-technologies.pdf | Y | 2009 | 31 | 38 | Figure 18 | Y | Numerical values provided by author. Power price is for wholesale bundled product.
Wind | Systems > 300 MW | U.S. | Turbine Transaction Price | Y | 583 | $/kW | 2000 | 2008 | 2000 | Average - simple | 59 (cumulative 1997-2009) | Berkeley Lab Database | Historical | 2008 Wind Technologies Market Report | Lawrence Berkeley National Laboratory (Wiser and Bolinger) | http://eetd.lbl.gov/EA/emp/reports/2008-wind-technologies.pdf | Y | 2009 | 36 | 43 | Figure 23 | Y | Numerical values provided by author.
Wind | 100 MW ≤ Systems ≤ 300 MW | U.S. | Turbine Transaction Price | Y | 601 | $/kW | 2001 | 2008 | 2001 | Average - simple | 59 (cumulative 1997-2009) | Berkeley Lab Database | Historical | 2008 Wind Technologies Market Report | Lawrence Berkeley National Laboratory (Wiser and Bolinger) | http://eetd.lbl.gov/EA/emp/reports/2008-wind-technologies.pdf | Y | 2009 | 36 | 43 | Figure 23 | Y | Numerical values provided by author.
Wind | Systems > 300 MW | U.S. | Turbine Transaction Price | Y | 695 | $/kW | 2002 | 2008 | 2002 | Average - simple | 59 (cumulative 1997-2009) | Berkeley Lab Database | Historical | 2008 Wind Technologies Market Report | Lawrence Berkeley National Laboratory (Wiser and Bolinger) | http://eetd.lbl.gov/EA/emp/reports/2008-wind-technologies.pdf | Y | 2009 | 36 | 43 | Figure 23 | Y | Numerical values provided by author.
Wind | Systems < 100 MW | U.S. | Turbine Transaction Price | Y | 734.3333 | $/kW | 2002 | 2008 | 2002 | Average - simple | 59 (cumulative 1997-2009) | Berkeley Lab Database | Historical | 2008 Wind Technologies Market Report | Lawrence Berkeley National Laboratory (Wiser and Bolinger) | http://eetd.lbl.gov/EA/emp/reports/2008-wind-technologies.pdf | Y | 2009 | 36 | 43 | Figure 23 | Y | Numerical values provided by author.
Wind | 100 MW ≤ Systems ≤ 300 MW | U.S. | Turbine Transaction Price | Y | 806 | $/kW | 2002 | 2008 | 2002 | Average - simple | 59 (cumulative 1997-2009) | Berkeley Lab Database | Historical | 2008 Wind Technologies Market Report | Lawrence Berkeley National Laboratory (Wiser and Bolinger) | http://eetd.lbl.gov/EA/emp/reports/2008-wind-technologies.pdf | Y | 2009 | 36 | 43 | Figure 23 | Y | Numerical values provided by author.
Wind | 100 MW ≤ Systems ≤ 300 MW | U.S. | Turbine Transaction Price | Y | 811 | $/kW | 2000 | 2008 | 2000 | Average - simple | 59 (cumulative 1997-2009) | Berkeley Lab Database | Historical | 2008 Wind Technologies Market Report | Lawrence Berkeley National Laboratory (Wiser and Bolinger) | http://eetd.lbl.gov/EA/emp/reports/2008-wind-technologies.pdf | Y | 2009 | 36 | 43 | Figure 23 | Y | Numerical values provided by author.
Wind | 100 MW ≤ Systems ≤ 300 MW | U.S. | Turbine Transaction Price | Y | 920 | $/kW | 2008 | 2008 | 2008 | Average - simple | 59 (cumulative 1997-2009) | Berkeley Lab Database | Historical | 2008 Wind Technologies Market Report | Lawrence Berkeley National Laboratory (Wiser and Bolinger) | http://eetd.lbl.gov/EA/emp/reports/2008-wind-technologies.pdf | Y | 2009 | 36 | 43 | Figure 23 | Y | Numerical values provided by author.
Wind | 100 MW ≤ Systems ≤ 300 MW | U.S. | Turbine Transaction Price | Y | 934 | $/kW | 2003 | 2008 | 2003 | Average - simple | 59 (cumulative 1997-2009) | Berkeley Lab Database | Historical | 2008 Wind Technologies Market Report | Lawrence Berkeley National Laboratory (Wiser and Bolinger) | http://eetd.lbl.gov/EA/emp/reports/2008-wind-technologies.pdf | Y | 2009 | 36 | 43 | Figure 23 | Y | Numerical values provided by author.
Wind | Systems < 100 MW | U.S. | Turbine Transaction Price | Y | 940 | $/kW | 2001 | 2008 | 2001 | Average - simple | 59 (cumulative 1997-2009) | Berkeley Lab Database | Historical | 2008 Wind Technologies Market Report | Lawrence Berkeley National Laboratory (Wiser and Bolinger) | http://eetd.lbl.gov/EA/emp/reports/2008-wind-technologies.pdf | Y | 2009 | 36 | 43 | Figure 23 | Y | Numerical values provided by author.
Wind | Systems > 300 MW | U.S. | Turbine Transaction Price | Y | 956 | $/kW | 2004 | 2008 | 2004 | Average - simple | 59 (cumulative 1997-2009) | Berkeley Lab Database | Historical | 2008 Wind Technologies Market Report | Lawrence Berkeley National Laboratory (Wiser and Bolinger) | http://eetd.lbl.gov/EA/emp/reports/2008-wind-technologies.pdf | Y | 2009 | 36 | 43 | Figure 23 | Y | Numerical values provided by author.
Wind | Systems < 100 MW | U.S. | Turbine Transaction Price | Y | 981.5 | $/kW | 2003 | 2008 | 2003 | Average - simple | 59 (cumulative 1997-2009) | Berkeley Lab Database | Historical | 2008 Wind Technologies Market Report | Lawrence Berkeley National Laboratory (Wiser and Bolinger) | http://eetd.lbl.gov/EA/emp/reports/2008-wind-technologies.pdf | Y | 2009 | 36 | 43 | Figure 23 | Y | Numerical values provided by author.
Wind | Systems < 100 MW | U.S. | Turbine Transaction Price | Y | 1001 | $/kW | 2004 | 2008 | 2004 | Average - simple | 59 (cumulative 1997-2009) | Berkeley Lab Database | Historical | 2008 Wind Technologies Market Report | Lawrence Berkeley National Laboratory (Wiser and Bolinger) | http://eetd.lbl.gov/EA/emp/reports/2008-wind-technologies.pdf | Y | 2009 | 36 | 43 | Figure 23 | Y | Numerical values provided by author.
Wind | 100 MW ≤ Systems ≤ 300 MW | U.S. | Turbine Transaction Price | Y | 1056 | $/kW | 1998 | 2008 | 1998 | Average - simple | 59 (cumulative 1997-2009) | Berkeley Lab Database | Historical | 2008 Wind Technologies Market Report | Lawrence Berkeley National Laboratory (Wiser and Bolinger) | http://eetd.lbl.gov/EA/emp/reports/2008-wind-technologies.pdf | Y | 2009 | 36 | 43 | Figure 23 | Y | Numerical values provided by author.
Wind | Systems < 100 MW | U.S. | Turbine Transaction Price | Y | 1076.6861 | $/kW | 1998 | 2008 | 1998 | Average - simple | 59 (cumulative 1997-2009) | Berkeley Lab Database | Historical | 2008 Wind Technologies Market Report | Lawrence Berkeley National Laboratory (Wiser and Bolinger) | http://eetd.lbl.gov/EA/emp/reports/2008-wind-technologies.pdf | Y | 2009 | 36 | 43 | Figure 23 | Y | Numerical values provided by author.
Wind | Systems > 300 MW | U.S. | Turbine Transaction Price | Y | 1144.5 | $/kW | 2006 | 2008 | 2006 | Average - simple | 59 (cumulative 1997-2009) | Berkeley Lab Database | Historical | 2008 Wind Technologies Market Report | Lawrence Berkeley National Laboratory (Wiser and Bolinger) | http://eetd.lbl.gov/EA/emp/reports/2008-wind-technologies.pdf | Y | 2009 | 36 | 43 | Figure 23 | Y | Numerical values provided by author.
Wind | Systems < 100 MW | U.S. | Turbine Transaction Price | Y | 1182.5 | $/kW | 2005 | 2008 | 2005 | Average - simple | 59 (cumulative 1997-2009) | Berkeley Lab Database | Historical | 2008 Wind Technologies Market Report | Lawrence Berkeley National Laboratory (Wiser and Bolinger) | http://eetd.lbl.gov/EA/emp/reports/2008-wind-technologies.pdf | Y | 2009 | 36 | 43 | Figure 23 | Y | Numerical values provided by author.
Wind | 100 MW ≤ Systems ≤ 300 MW | U.S. | Turbine Transaction Price | Y | 1190 | $/kW | 2007 | 2008 | 2007 | Average - simple | 59 (cumulative 1997-2009) | Berkeley Lab Database | Historical | 2008 Wind Technologies Market Report | Lawrence Berkeley National Laboratory (Wiser and Bolinger) | http://eetd.lbl.gov/EA/emp/reports/2008-wind-technologies.pdf | Y | 2009 | 36 | 43 | Figure 23 | Y | Numerical values provided by author.
Wind | 100 MW ≤ Systems ≤ 300 MW | U.S. | Turbine Transaction Price | Y | 1190.3333 | $/kW | 2006 | 2008 | 2006 | Average - simple | 59 (cumulative 1997-2009) | Berkeley Lab Database | Historical | 2008 Wind Technologies Market Report | Lawrence Berkeley National Laboratory (Wiser and Bolinger) | http://eetd.lbl.gov/EA/emp/reports/2008-wind-technologies.pdf | Y | 2009 | 36 | 43 | Figure 23 | Y | Numerical values provided by author.
Wind | Systems > 300 MW | U.S. | Turbine Transaction Price | Y | 1249 | $/kW | 2005 | 2008 | 2005 | Average - simple | 59 (cumulative 1997-2009) | Berkeley Lab Database | Historical | 2008 Wind Technologies Market Report | Lawrence Berkeley National Laboratory (Wiser and Bolinger) | http://eetd.lbl.gov/EA/emp/reports/2008-wind-technologies.pdf | Y | 2009 | 36 | 43 | Figure 23 | Y | Numerical values provided by author.
Wind | Systems > 300 MW | U.S. | Turbine Transaction Price | Y | 1251.7143 | $/kW | 2007 | 2008 | 2007 | Average - simple | 59 (cumulative 1997-2009) | Berkeley Lab Database | Historical | 2008 Wind Technologies Market Report | Lawrence Berkeley National Laboratory (Wiser and Bolinger) | http://eetd.lbl.gov/EA/emp/reports/2008-wind-technologies.pdf | Y | 2009 | 36 | 43 | Figure 23 | Y | Numerical values provided by author.
Wind | Systems > 50 kW | U.S. | Turbine Transaction Price | Y | 1270 | $/kW | 2007 | 2008 | 2007 | Average - capacity-weighted | 59 (cumulative 1997-2009) | Berkeley Lab Database | Historical | 2008 Wind Technologies Market Report | Lawrence Berkeley National Laboratory (Wiser and Bolinger) | http://eetd.lbl.gov/EA/emp/reports/2008-wind-technologies.pdf | Y | 2009 | V | 6 |  | Y
Wind | Systems > 50 kW | U.S. | Turbine Transaction Price | Y | 1360 | $/kW | 2008 | 2008 | 2008 | Average - capacity-weighted | 59 (cumulative 1997-2009) | Berkeley Lab Database | Historical | 2008 Wind Technologies Market Report | Lawrence Berkeley National Laboratory (Wiser and Bolinger) | http://eetd.lbl.gov/EA/emp/reports/2008-wind-technologies.pdf | Y | 2009 | V | 6 |  | Y
Wind | Systems < 100 MW | U.S. | Turbine Transaction Price | Y | 1401.6161 | $/kW | 1997 | 2008 | 1997 | Average - simple | 59 (cumulative 1997-2009) | Berkeley Lab Database | Historical | 2008 Wind Technologies Market Report | Lawrence Berkeley National Laboratory (Wiser and Bolinger) | http://eetd.lbl.gov/EA/emp/reports/2008-wind-technologies.pdf | Y | 2009 | 36 | 43 | Figure 23 | Y | Numerical values provided by author.
Wind | Systems > 300 MW | U.S. | Turbine Transaction Price | Y | 1421.6667 | $/kW | 2008 | 2008 | 2008 | Average - simple | 59 (cumulative 1997-2009) | Berkeley Lab Database | Historical | 2008 Wind Technologies Market Report | Lawrence Berkeley National Laboratory (Wiser and Bolinger) | http://eetd.lbl.gov/EA/emp/reports/2008-wind-technologies.pdf | Y | 2009 | 36 | 43 | Figure 23 | Y | Numerical values provided by author.
Wind | Systems < 100 MW | U.S. | Turbine Transaction Price | Y | 1516 | $/kW | 2006 | 2008 | 2006 | Average - simple | 59 (cumulative 1997-2009) | Berkeley Lab Database | Historical | 2008 Wind Technologies Market Report | Lawrence Berkeley National Laboratory (Wiser and Bolinger) | http://eetd.lbl.gov/EA/emp/reports/2008-wind-technologies.pdf | Y | 2009 | 36 | 43 | Figure 23 | Y | Numerical values provided by author.
Wind | Systems < 100 MW | U.S. | Turbine Transaction Price | Y | 1521.6667 | $/kW | 2007 | 2008 | 2007 | Average - simple | 59 (cumulative 1997-2009) | Berkeley Lab Database | Historical | 2008 Wind Technologies Market Report | Lawrence Berkeley National Laboratory (Wiser and Bolinger) | http://eetd.lbl.gov/EA/emp/reports/2008-wind-technologies.pdf | Y | 2009 | 36 | 43 | Figure 23 | Y | Numerical values provided by author.
Wind | Systems < 100 MW | U.S. | Turbine Transaction Price | Y | 1734.3333 | $/kW | 2008 | 2008 | 2008 | Average - simple | 59 (cumulative 1997-2009) | Berkeley Lab Database | Historical | 2008 Wind Technologies Market Report | Lawrence Berkeley National Laboratory (Wiser and Bolinger) | http://eetd.lbl.gov/EA/emp/reports/2008-wind-technologies.pdf | Y | 2009 | 36 | 43 | Figure 23 | Y | Numerical values provided by author.
Note on H1: DATA YEAR: The year for which the cost metric is valid for. May be equivalent to market year for historical costs, or may come after market year.
Note on J1: MARKET YEAR: The "reference" year for the cost metric, from which the data year cost metric is calculated. Should be equivalent to data year for historical costs when the data are from primary data sources.

## Cost Data- projection primary
Technology | Technology/Application Detail | Location | Cost Metric | Pre-incentive? (Y or N) | Numerical Value | Unit of Measurement | Data Year | Dollar Year | Market Year | Statistic | # Data points considered | Data Source | Data Type | Publication | Author | Link | Primary source? | Date of Publication | Publication Page | PDF Page | Table/Figure | QAQC? | Notes
Wind |  | U.S. WPC 3 | Busbar LCOE | Y | 86 | $/MWh | 2010 | 2006 | 2006-2007 | Average - simple | Unspecified | Modeling | Projected | 20 Percent Wind Energy Penetration in the United States | Black & Veatch | http://www.20percentwind.org/Black_Veatch_20_Percent_Report.pdf | Y | 2007 | 5-4 | 41 | Table 5-1 | Y | Assumes a 12% fixed charge rate for return on equity, financing costs, and taxes.
Wind |  | U.S. WPC 3 | Busbar LCOE | N (includes federal PTC) | 63 | $/MWh | 2010 | 2006 | 2006-2007 | Average - simple | Unspecified | Modeling | Projected | 20 Percent Wind Energy Penetration in the United States | Black & Veatch | http://www.20percentwind.org/Black_Veatch_20_Percent_Report.pdf | Y | 2007 | 5-4 | 41 | Table 5-1 | Y | Assumes a 12% fixed charge rate for return on equity, financing costs, and taxes.
Wind |  | U.S. WPC 4 | Busbar LCOE | Y | 77 | $/MWh | 2010 | 2006 | 2006-2007 | Average - simple | Unspecified | Modeling | Projected | 20 Percent Wind Energy Penetration in the United States | Black & Veatch | http://www.20percentwind.org/Black_Veatch_20_Percent_Report.pdf | Y | 2007 | 5-4 | 41 | Table 5-1 | Y | Assumes a 12% fixed charge rate for return on equity, financing costs, and taxes.
Wind |  | U.S. WPC 4 | Busbar LCOE | N (includes federal PTC) | 54 | $/MWh | 2010 | 2006 | 2006-2007 | Average - simple | Unspecified | Modeling | Projected | 20 Percent Wind Energy Penetration in the United States | Black & Veatch | http://www.20percentwind.org/Black_Veatch_20_Percent_Report.pdf | Y | 2007 | 5-4 | 41 | Table 5-1 | Y | Assumes a 12% fixed charge rate for return on equity, financing costs, and taxes.
Wind |  | U.S. WPC 5 | Busbar LCOE | Y | 71 | $/MWh | 2010 | 2006 | 2006-2007 | Average - simple | Unspecified | Modeling | Projected | 20 Percent Wind Energy Penetration in the United States | Black & Veatch | http://www.20percentwind.org/Black_Veatch_20_Percent_Report.pdf | Y | 2007 | 5-4 | 41 | Table 5-1 | Y | Assumes a 12% fixed charge rate for return on equity, financing costs, and taxes.
Wind |  | U.S. WPC 5 | Busbar LCOE | N (includes federal PTC) | 48 | $/MWh | 2010 | 2006 | 2006-2007 | Average - simple | Unspecified | Modeling | Projected | 20 Percent Wind Energy Penetration in the United States | Black & Veatch | http://www.20percentwind.org/Black_Veatch_20_Percent_Report.pdf | Y | 2007 | 5-4 | 41 | Table 5-1 | Y | Assumes a 12% fixed charge rate for return on equity, financing costs, and taxes.
Wind |  | U.S. WPC 6 | Busbar LCOE | Y | 67 | $/MWh | 2010 | 2006 | 2006-2007 | Average - simple | Unspecified | Modeling | Projected | 20 Percent Wind Energy Penetration in the United States | Black & Veatch | http://www.20percentwind.org/Black_Veatch_20_Percent_Report.pdf | Y | 2007 | 5-4 | 41 | Table 5-1 | Y | Assumes a 12% fixed charge rate for return on equity, financing costs, and taxes.
Wind |  | U.S. WPC 6 | Busbar LCOE | N (includes federal PTC) | 44 | $/MWh | 2010 | 2006 | 2006-2007 | Average - simple | Unspecified | Modeling | Projected | 20 Percent Wind Energy Penetration in the United States | Black & Veatch | http://www.20percentwind.org/Black_Veatch_20_Percent_Report.pdf | Y | 2007 | 5-4 | 41 | Table 5-1 | Y | Assumes a 12% fixed charge rate for return on equity, financing costs, and taxes.
Wind |  | U.S. WPC 7 | Busbar LCOE | Y | 62 | $/MWh | 2010 | 2006 | 2006-2007 | Average - simple | Unspecified | Modeling | Projected | 20 Percent Wind Energy Penetration in the United States | Black & Veatch | http://www.20percentwind.org/Black_Veatch_20_Percent_Report.pdf | Y | 2007 | 5-4 | 41 | Table 5-1 | Y | Assumes a 12% fixed charge rate for return on equity, financing costs, and taxes.
Wind |  | U.S. WPC 7 | Busbar LCOE | N (includes federal PTC) | 39 | $/MWh | 2010 | 2006 | 2006-2007 | Average - simple | Unspecified | Modeling | Projected | 20 Percent Wind Energy Penetration in the United States | Black & Veatch | http://www.20percentwind.org/Black_Veatch_20_Percent_Report.pdf | Y | 2007 | 5-4 | 41 | Table 5-1 | Y | Assumes a 12% fixed charge rate for return on equity, financing costs, and taxes.
Wind |  | U.S. WPC 3 | Busbar LCOE | Y | 80 | $/MWh | 2015 | 2006 | 2006-2007 | Average - simple | Unspecified | Modeling | Projected | 20 Percent Wind Energy Penetration in the United States | Black & Veatch | http://www.20percentwind.org/Black_Veatch_20_Percent_Report.pdf | Y | 2007 | 5-4 | 41 | Table 5-1 | Y | Assumes a 12% fixed charge rate for return on equity, financing costs, and taxes.
Wind |  | U.S. WPC 3 | Busbar LCOE | N (includes federal PTC) | 57 | $/MWh | 2015 | 2006 | 2006-2007 | Average - simple | Unspecified | Modeling | Projected | 20 Percent Wind Energy Penetration in the United States | Black & Veatch | http://www.20percentwind.org/Black_Veatch_20_Percent_Report.pdf | Y | 2007 | 5-4 | 41 | Table 5-1 | Y | Assumes a 12% fixed charge rate for return on equity, financing costs, and taxes.
Wind |  | U.S. WPC 4 | Busbar LCOE | Y | 72 | $/MWh | 2015 | 2006 | 2006-2007 | Average - simple | Unspecified | Modeling | Projected | 20 Percent Wind Energy Penetration in the United States | Black & Veatch | http://www.20percentwind.org/Black_Veatch_20_Percent_Report.pdf | Y | 2007 | 5-4 | 41 | Table 5-1 | Y | Assumes a 12% fixed charge rate for return on equity, financing costs, and taxes.
Wind |  | U.S. WPC 4 | Busbar LCOE | N (includes federal PTC) | 49 | $/MWh | 2015 | 2006 | 2006-2007 | Average - simple | Unspecified | Modeling | Projected | 20 Percent Wind Energy Penetration in the United States | Black & Veatch | http://www.20percentwind.org/Black_Veatch_20_Percent_Report.pdf | Y | 2007 | 5-4 | 41 | Table 5-1 | Y | Assumes a 12% fixed charge rate for return on equity, financing costs, and taxes.
Wind |  | U.S. WPC 5 | Busbar LCOE | Y | 67 | $/MWh | 2015 | 2006 | 2006-2007 | Average - simple | Unspecified | Modeling | Projected | 20 Percent Wind Energy Penetration in the United States | Black & Veatch | http://www.20percentwind.org/Black_Veatch_20_Percent_Report.pdf | Y | 2007 | 5-4 | 41 | Table 5-1 | Y | Assumes a 12% fixed charge rate for return on equity, financing costs, and taxes.
Wind |  | U.S. WPC 5 | Busbar LCOE | N (includes federal PTC) | 44 | $/MWh | 2015 | 2006 | 2006-2007 | Average - simple | Unspecified | Modeling | Projected | 20 Percent Wind Energy Penetration in the United States | Black & Veatch | http://www.20percentwind.org/Black_Veatch_20_Percent_Report.pdf | Y | 2007 | 5-4 | 41 | Table 5-1 | Y | Assumes a 12% fixed charge rate for return on equity, financing costs, and taxes.
Wind |  | U.S. WPC 6 | Busbar LCOE | Y | 63 | $/MWh | 2015 | 2006 | 2006-2007 | Average - simple | Unspecified | Modeling | Projected | 20 Percent Wind Energy Penetration in the United States | Black & Veatch | http://www.20percentwind.org/Black_Veatch_20_Percent_Report.pdf | Y | 2007 | 5-4 | 41 | Table 5-1 | Y | Assumes a 12% fixed charge rate for return on equity, financing costs, and taxes.
Wind |  | U.S. WPC 6 | Busbar LCOE | N (includes federal PTC) | 40 | $/MWh | 2015 | 2006 | 2006-2007 | Average - simple | Unspecified | Modeling | Projected | 20 Percent Wind Energy Penetration in the United States | Black & Veatch | http://www.20percentwind.org/Black_Veatch_20_Percent_Report.pdf | Y | 2007 | 5-4 | 41 | Table 5-1 | Y | Assumes a 12% fixed charge rate for return on equity, financing costs, and taxes.
Wind |  | U.S. WPC 7 | Busbar LCOE | Y | 59 | $/MWh | 2015 | 2006 | 2006-2007 | Average - simple | Unspecified | Modeling | Projected | 20 Percent Wind Energy Penetration in the United States | Black & Veatch | http://www.20percentwind.org/Black_Veatch_20_Percent_Report.pdf | Y | 2007 | 5-4 | 41 | Table 5-1 | Y | Assumes a 12% fixed charge rate for return on equity, financing costs, and taxes.
Wind |  | U.S. WPC 7 | Busbar LCOE | N (includes federal PTC) | 36 | $/MWh | 2015 | 2006 | 2006-2007 | Average - simple | Unspecified | Modeling | Projected | 20 Percent Wind Energy Penetration in the United States | Black & Veatch | http://www.20percentwind.org/Black_Veatch_20_Percent_Report.pdf | Y | 2007 | 5-4 | 41 | Table 5-1 | Y | Assumes a 12% fixed charge rate for return on equity, financing costs, and taxes.
Wind |  | U.S. WPC 3 | Busbar LCOE | Y | 76 | $/MWh | 2020 | 2006 | 2006-2007 | Average - simple | Unspecified | Modeling | Projected | 20 Percent Wind Energy Penetration in the United States | Black & Veatch | http://www.20percentwind.org/Black_Veatch_20_Percent_Report.pdf | Y | 2007 | 5-4 | 41 | Table 5-1 | Y | Assumes a 12% fixed charge rate for return on equity, financing costs, and taxes.
Wind |  | U.S. WPC 3 | Busbar LCOE | N (includes federal PTC) | 53 | $/MWh | 2020 | 2006 | 2006-2007 | Average - simple | Unspecified | Modeling | Projected | 20 Percent Wind Energy Penetration in the United States | Black & Veatch | http://www.20percentwind.org/Black_Veatch_20_Percent_Report.pdf | Y | 2007 | 5-4 | 41 | Table 5-1 | Y | Assumes a 12% fixed charge rate for return on equity, financing costs, and taxes.
Wind |  | U.S. WPC 4 | Busbar LCOE | Y | 68 | $/MWh | 2020 | 2006 | 2006-2007 | Average - simple | Unspecified | Modeling | Projected | 20 Percent Wind Energy Penetration in the United States | Black & Veatch | http://www.20percentwind.org/Black_Veatch_20_Percent_Report.pdf | Y | 2007 | 5-4 | 41 | Table 5-1 | Y | Assumes a 12% fixed charge rate for return on equity, financing costs, and taxes.
Wind |  | U.S. WPC 4 | Busbar LCOE | N (includes federal PTC) | 45 | $/MWh | 2020 | 2006 | 2006-2007 | Average - simple | Unspecified | Modeling | Projected | 20 Percent Wind Energy Penetration in the United States | Black & Veatch | http://www.20percentwind.org/Black_Veatch_20_Percent_Report.pdf | Y | 2007 | 5-4 | 41 | Table 5-1 | Y | Assumes a 12% fixed charge rate for return on equity, financing costs, and taxes.
Wind |  | U.S. WPC 5 | Busbar LCOE | Y | 64 | $/MWh | 2020 | 2006 | 2006-2007 | Average - simple | Unspecified | Modeling | Projected | 20 Percent Wind Energy Penetration in the United States | Black & Veatch | http://www.20percentwind.org/Black_Veatch_20_Percent_Report.pdf | Y | 2007 | 5-4 | 41 | Table 5-1 | Y | Assumes a 12% fixed charge rate for return on equity, financing costs, and taxes.
Wind |  | U.S. WPC 5 | Busbar LCOE | N (includes federal PTC) | 41 | $/MWh | 2020 | 2006 | 2006-2007 | Average - simple | Unspecified | Modeling | Projected | 20 Percent Wind Energy Penetration in the United States | Black & Veatch | http://www.20percentwind.org/Black_Veatch_20_Percent_Report.pdf | Y | 2007 | 5-4 | 41 | Table 5-1 | Y | Assumes a 12% fixed charge rate for return on equity, financing costs, and taxes.
Wind |  | U.S. WPC 6 | Busbar LCOE | Y | 60 | $/MWh | 2020 | 2006 | 2006-2007 | Average - simple | Unspecified | Modeling | Projected | 20 Percent Wind Energy Penetration in the United States | Black & Veatch | http://www.20percentwind.org/Black_Veatch_20_Percent_Report.pdf | Y | 2007 | 5-4 | 41 | Table 5-1 | Y | Assumes a 12% fixed charge rate for return on equity, financing costs, and taxes.
Wind |  | U.S. WPC 6 | Busbar LCOE | N (includes federal PTC) | 37 | $/MWh | 2020 | 2006 | 2006-2007 | Average - simple | Unspecified | Modeling | Projected | 20 Percent Wind Energy Penetration in the United States | Black & Veatch | http://www.20percentwind.org/Black_Veatch_20_Percent_Report.pdf | Y | 2007 | 5-4 | 41 | Table 5-1 | Y | Assumes a 12% fixed charge rate for return on equity, financing costs, and taxes.
Wind |  | U.S. WPC 7 | Busbar LCOE | Y | 56 | $/MWh | 2020 | 2006 | 2006-2007 | Average - simple | Unspecified | Modeling | Projected | 20 Percent Wind Energy Penetration in the United States | Black & Veatch | http://www.20percentwind.org/Black_Veatch_20_Percent_Report.pdf | Y | 2007 | 5-4 | 41 | Table 5-1 | Y | Assumes a 12% fixed charge rate for return on equity, financing costs, and taxes.
Wind |  | U.S. WPC 7 | Busbar LCOE | N (includes federal PTC) | 33 | $/MWh | 2020 | 2006 | 2006-2007 | Average - simple | Unspecified | Modeling | Projected | 20 Percent Wind Energy Penetration in the United States | Black & Veatch | http://www.20percentwind.org/Black_Veatch_20_Percent_Report.pdf | Y | 2007 | 5-4 | 41 | Table 5-1 | Y | Assumes a 12% fixed charge rate for return on equity, financing costs, and taxes.
Wind |  | U.S. WPC 3 | Busbar LCOE | Y | 70 | $/MWh | 2030 | 2006 | 2006-2007 | Average - simple | Unspecified | Modeling | Projected | 20 Percent Wind Energy Penetration in the United States | Black & Veatch | http://www.20percentwind.org/Black_Veatch_20_Percent_Report.pdf | Y | 2007 | 5-4 | 41 | Table 5-1 | Y | Assumes a 12% fixed charge rate for return on equity, financing costs, and taxes.
Wind |  | U.S. WPC 3 | Busbar LCOE | N (includes federal PTC) | 47 | $/MWh | 2030 | 2006 | 2006-2007 | Average - simple | Unspecified | Modeling | Projected | 20 Percent Wind Energy Penetration in the United States | Black & Veatch | http://www.20percentwind.org/Black_Veatch_20_Percent_Report.pdf | Y | 2007 | 5-4 | 41 | Table 5-1 | Y | Assumes a 12% fixed charge rate for return on equity, financing costs, and taxes.
Wind |  | U.S. WPC 4 | Busbar LCOE | Y | 64 | $/MWh | 2030 | 2006 | 2006-2007 | Average - simple | Unspecified | Modeling | Projected | 20 Percent Wind Energy Penetration in the United States | Black & Veatch | http://www.20percentwind.org/Black_Veatch_20_Percent_Report.pdf | Y | 2007 | 5-4 | 41 | Table 5-1 | Y | Assumes a 12% fixed charge rate for return on equity, financing costs, and taxes.
Wind |  | U.S. WPC 4 | Busbar LCOE | N (includes federal PTC) | 41 | $/MWh | 2030 | 2006 | 2006-2007 | Average - simple | Unspecified | Modeling | Projected | 20 Percent Wind Energy Penetration in the United States | Black & Veatch | http://www.20percentwind.org/Black_Veatch_20_Percent_Report.pdf | Y | 2007 | 5-4 | 41 | Table 5-1 | Y | Assumes a 12% fixed charge rate for return on equity, financing costs, and taxes.
Wind |  | U.S. WPC 5 | Busbar LCOE | Y | 60 | $/MWh | 2030 | 2006 | 2006-2007 | Average - simple | Unspecified | Modeling | Projected | 20 Percent Wind Energy Penetration in the United States | Black & Veatch | http://www.20percentwind.org/Black_Veatch_20_Percent_Report.pdf | Y | 2007 | 5-4 | 41 | Table 5-1 | Y | Assumes a 12% fixed charge rate for return on equity, financing costs, and taxes.
Wind |  | U.S. WPC 5 | Busbar LCOE | N (includes federal PTC) | 37 | $/MWh | 2030 | 2006 | 2006-2007 | Average - simple | Unspecified | Modeling | Projected | 20 Percent Wind Energy Penetration in the United States | Black & Veatch | http://www.20percentwind.org/Black_Veatch_20_Percent_Report.pdf | Y | 2007 | 5-4 | 41 | Table 5-1 | Y | Assumes a 12% fixed charge rate for return on equity, financing costs, and taxes.
Wind |  | U.S. WPC 6 | Busbar LCOE | Y | 57 | $/MWh | 2030 | 2006 | 2006-2007 | Average - simple | Unspecified | Modeling | Projected | 20 Percent Wind Energy Penetration in the United States | Black & Veatch | http://www.20percentwind.org/Black_Veatch_20_Percent_Report.pdf | Y | 2007 | 5-4 | 41 | Table 5-1 | Y | Assumes a 12% fixed charge rate for return on equity, financing costs, and taxes.
Wind |  | U.S. WPC 6 | Busbar LCOE | N (includes federal PTC) | 34 | $/MWh | 2030 | 2006 | 2006-2007 | Average - simple | Unspecified | Modeling | Projected | 20 Percent Wind Energy Penetration in the United States | Black & Veatch | http://www.20percentwind.org/Black_Veatch_20_Percent_Report.pdf | Y | 2007 | 5-4 | 41 | Table 5-1 | Y | Assumes a 12% fixed charge rate for return on equity, financing costs, and taxes.
Wind |  | U.S. WPC 7 | Busbar LCOE | Y | 53 | $/MWh | 2030 | 2006 | 2006-2007 | Average - simple | Unspecified | Modeling | Projected | 20 Percent Wind Energy Penetration in the United States | Black & Veatch | http://www.20percentwind.org/Black_Veatch_20_Percent_Report.pdf | Y | 2007 | 5-4 | 41 | Table 5-1 | Y | Assumes a 12% fixed charge rate for return on equity, financing costs, and taxes.
Wind |  | U.S. WPC 7 | Busbar LCOE | N (includes federal PTC) | 30 | $/MWh | 2030 | 2006 | 2006-2007 | Average - simple | Unspecified | Modeling | Projected | 20 Percent Wind Energy Penetration in the United States | Black & Veatch | http://www.20percentwind.org/Black_Veatch_20_Percent_Report.pdf | Y | 2007 | 5-4 | 41 | Table 5-1 | Y | Assumes a 12% fixed charge rate for return on equity, financing costs, and taxes.
Wind |  | U.S. WPC 3 | Capacity Factor |  | 35 | % | 2010 |  | 2006-2007 | Average - simple | Unspecified | Modeling | Projected | 20 Percent Wind Energy Penetration in the United States | Black & Veatch | http://www.20percentwind.org/Black_Veatch_20_Percent_Report.pdf | Y | 2007 | 5-4 | 41 | Table 5-1 | Y
Wind |  | U.S. WPC 4 | Capacity Factor |  | 39 | % | 2010 |  | 2006-2007 | Average - simple | Unspecified | Modeling | Projected | 20 Percent Wind Energy Penetration in the United States | Black & Veatch | http://www.20percentwind.org/Black_Veatch_20_Percent_Report.pdf | Y | 2007 | 5-4 | 41 | Table 5-1 | Y
Wind |  | U.S. WPC 5 | Capacity Factor |  | 43 | % | 2010 |  | 2006-2007 | Average - simple | Unspecified | Modeling | Projected | 20 Percent Wind Energy Penetration in the United States | Black & Veatch | http://www.20percentwind.org/Black_Veatch_20_Percent_Report.pdf | Y | 2007 | 5-4 | 41 | Table 5-1 | Y
Wind |  | U.S. WPC 6 | Capacity Factor |  | 46 | % | 2010 |  | 2006-2007 | Average - simple | Unspecified | Modeling | Projected | 20 Percent Wind Energy Penetration in the United States | Black & Veatch | http://www.20percentwind.org/Black_Veatch_20_Percent_Report.pdf | Y | 2007 | 5-4 | 41 | Table 5-1 | Y
Wind |  | U.S. WPC 7 | Capacity Factor |  | 50 | % | 2010 |  | 2006-2007 | Average - simple | Unspecified | Modeling | Projected | 20 Percent Wind Energy Penetration in the United States | Black & Veatch | http://www.20percentwind.org/Black_Veatch_20_Percent_Report.pdf | Y | 2007 | 5-4 | 41 | Table 5-1 | Y
Wind |  | U.S. WPC 3 | Capacity Factor |  | 36 | % | 2015 |  | 2006-2007 | Average - simple | Unspecified | Modeling | Projected | 20 Percent Wind Energy Penetration in the United States | Black & Veatch | http://www.20percentwind.org/Black_Veatch_20_Percent_Report.pdf | Y | 2007 | 5-4 | 41 | Table 5-1 | Y
Wind |  | U.S. WPC 4 | Capacity Factor |  | 41 | % | 2015 |  | 2006-2007 | Average - simple | Unspecified | Modeling | Projected | 20 Percent Wind Energy Penetration in the United States | Black & Veatch | http://www.20percentwind.org/Black_Veatch_20_Percent_Report.pdf | Y | 2007 | 5-4 | 41 | Table 5-1 | Y
Wind |  | U.S. WPC 5 | Capacity Factor |  | 44 | % | 2015 |  | 2006-2007 | Average - simple | Unspecified | Modeling | Projected | 20 Percent Wind Energy Penetration in the United States | Black & Veatch | http://www.20percentwind.org/Black_Veatch_20_Percent_Report.pdf | Y | 2007 | 5-4 | 41 | Table 5-1 | Y
Wind |  | U.S. WPC 6 | Capacity Factor |  | 47 | % | 2015 |  | 2006-2007 | Average - simple | Unspecified | Modeling | Projected | 20 Percent Wind Energy Penetration in the United States | Black & Veatch | http://www.20percentwind.org/Black_Veatch_20_Percent_Report.pdf | Y | 2007 | 5-4 | 41 | Table 5-1 | Y
Wind |  | U.S. WPC 7 | Capacity Factor |  | 51 | % | 2015 |  | 2006-2007 | Average - simple | Unspecified | Modeling | Projected | 20 Percent Wind Energy Penetration in the United States | Black & Veatch | http://www.20percentwind.org/Black_Veatch_20_Percent_Report.pdf | Y | 2007 | 5-4 | 41 | Table 5-1 | Y
Wind |  | U.S. WPC 3 | Capacity Factor |  | 38 | % | 2020 |  | 2006-2007 | Average - simple | Unspecified | Modeling | Projected | 20 Percent Wind Energy Penetration in the United States | Black & Veatch | http://www.20percentwind.org/Black_Veatch_20_Percent_Report.pdf | Y | 2007 | 5-4 | 41 | Table 5-1 | Y
Wind |  | U.S. WPC 4 | Capacity Factor |  | 42 | % | 2020 |  | 2006-2007 | Average - simple | Unspecified | Modeling | Projected | 20 Percent Wind Energy Penetration in the United States | Black & Veatch | http://www.20percentwind.org/Black_Veatch_20_Percent_Report.pdf | Y | 2007 | 5-4 | 41 | Table 5-1 | Y
Wind |  | U.S. WPC 5 | Capacity Factor |  | 45 | % | 2020 |  | 2006-2007 | Average - simple | Unspecified | Modeling | Projected | 20 Percent Wind Energy Penetration in the United States | Black & Veatch | http://www.20percentwind.org/Black_Veatch_20_Percent_Report.pdf | Y | 2007 | 5-4 | 41 | Table 5-1 | Y
Wind |  | U.S. WPC 6 | Capacity Factor |  | 48 | % | 2020 |  | 2006-2007 | Average - simple | Unspecified | Modeling | Projected | 20 Percent Wind Energy Penetration in the United States | Black & Veatch | http://www.20percentwind.org/Black_Veatch_20_Percent_Report.pdf | Y | 2007 | 5-4 | 41 | Table 5-1 | Y
Wind |  | U.S. WPC 7 | Capacity Factor |  | 52 | % | 2020 |  | 2006-2007 | Average - simple | Unspecified | Modeling | Projected | 20 Percent Wind Energy Penetration in the United States | Black & Veatch | http://www.20percentwind.org/Black_Veatch_20_Percent_Report.pdf | Y | 2007 | 5-4 | 41 | Table 5-1 | Y
Wind |  | U.S. WPC 3 | Capacity Factor |  | 38 | % | 2030 |  | 2006-2007 | Average - simple | Unspecified | Modeling | Projected | 20 Percent Wind Energy Penetration in the United States | Black & Veatch | http://www.20percentwind.org/Black_Veatch_20_Percent_Report.pdf | Y | 2007 | 5-4 | 41 | Table 5-1 | Y
Wind |  | U.S. WPC 4 | Capacity Factor |  | 43 | % | 2030 |  | 2006-2007 | Average - simple | Unspecified | Modeling | Projected | 20 Percent Wind Energy Penetration in the United States | Black & Veatch | http://www.20percentwind.org/Black_Veatch_20_Percent_Report.pdf | Y | 2007 | 5-4 | 41 | Table 5-1 | Y
Wind |  | U.S. WPC 5 | Capacity Factor |  | 46 | % | 2030 |  | 2006-2007 | Average - simple | Unspecified | Modeling | Projected | 20 Percent Wind Energy Penetration in the United States | Black & Veatch | http://www.20percentwind.org/Black_Veatch_20_Percent_Report.pdf | Y | 2007 | 5-4 | 41 | Table 5-1 | Y
Wind |  | U.S. WPC 6 | Capacity Factor |  | 49 | % | 2030 |  | 2006-2007 | Average - simple | Unspecified | Modeling | Projected | 20 Percent Wind Energy Penetration in the United States | Black & Veatch | http://www.20percentwind.org/Black_Veatch_20_Percent_Report.pdf | Y | 2007 | 5-4 | 41 | Table 5-1 | Y
Wind |  | U.S. WPC 7 | Capacity Factor |  | 53 | % | 2030 |  | 2006-2007 | Average - simple | Unspecified | Modeling | Projected | 20 Percent Wind Energy Penetration in the United States | Black & Veatch | http://www.20percentwind.org/Black_Veatch_20_Percent_Report.pdf | Y | 2007 | 5-4 | 41 | Table 5-1 | Y
Solar PV | Crystalline - Single-axis tracking | U.S. | Installed Costs - Capital Costs | N | 3450 | $/kW | 2012 | 2008 | 2008 | Average - simple | Unspecified | Lazard estimates | Projected | Levelized Cost of Energy Analysis - Version 3.0 DRAFT | Lazard |  | Y | 2009 | 9 | 10 |  | Y | Reflects ITC and accelerated asset depreciation, as applicable. Assuming a total system cost of $3.45 per watt for single-axis tracking crystalline. Assumes 20-year useful life.
|  | U.S. | Installed Costs - Capital Costs | Y | 1557 | $/kW | 2030 | 2006 | 2006-2007 | Average - simple | Unspecified | Modeling | Projected | 20 Percent Wind Energy Penetration in the United States | Black & Veatch | http://www.20percentwind.org/Black_Veatch_20_Percent_Report.pdf | Y | 2007 | 5-5 | 42 |  | Y | Includes construction financing, but not cost of transmission access.
Geothermal | EGS surface conversion plant with 100 degree C resource temp | U.S. | Installed Costs - Capital Costs | Y | 2300 | $/kW | 2050 | 2004 | Unspecified | Average - simple | 6 | Modeling | Projected | The Future of Geothermal Energy: Impact of Enhanced Geothermal Systems (EGS) on the United states in the 21st Century (2006) | An assessment lead by an MIT Interdiciplinary Panel | http://geothermal.inel.gov/publications/future_of_geothermal_energy.pdf | Y | 2007 | 7-29 | 266 |  | Y
Geothermal | EGS surface conversion plant with 400 degree C resource temp | U.S. | Installed Costs - Capital Costs | Y | 1500 | $/kW | 2050 | 2004 | Unspecified | Average - simple | 6 | Modeling | Projected | The Future of Geothermal Energy: Impact of Enhanced Geothermal Systems (EGS) on the United states in the 21st Century (2006) | An assessment lead by an MIT Interdiciplinary Panel | http://geothermal.inel.gov/publications/future_of_geothermal_energy.pdf | Y | 2007 | 7-29 | 266 |  | Y
Wind |  | U.S. WPC 3 | Installed Costs - Overnight Capital Cost | Y | 1650 | $/kW | 2010 | 2006 | 2006-2007 | Average - simple | Unspecified | Modeling | Projected | 20 Percent Wind Energy Penetration in the United States | Black & Veatch | http://www.20percentwind.org/Black_Veatch_20_Percent_Report.pdf | Y | 2007 | 5-4 | 41 | Table 5-1 | Y
Wind |  | U.S. WPC 4 | Installed Costs - Overnight Capital Cost | Y | 1650 | $/kW | 2010 | 2006 | 2006-2007 | Average - simple | Unspecified | Modeling | Projected | 20 Percent Wind Energy Penetration in the United States | Black & Veatch | http://www.20percentwind.org/Black_Veatch_20_Percent_Report.pdf | Y | 2007 | 5-4 | 41 | Table 5-1 | Y
Wind |  | U.S. WPC 5 | Installed Costs - Overnight Capital Cost | Y | 1650 | $/kW | 2010 | 2006 | 2006-2007 | Average - simple | Unspecified | Modeling | Projected | 20 Percent Wind Energy Penetration in the United States | Black & Veatch | http://www.20percentwind.org/Black_Veatch_20_Percent_Report.pdf | Y | 2007 | 5-4 | 41 | Table 5-1 | Y
Wind |  | U.S. WPC 6 | Installed Costs - Overnight Capital Cost | Y | 1650 | $/kW | 2010 | 2006 | 2006-2007 | Average - simple | Unspecified | Modeling | Projected | 20 Percent Wind Energy Penetration in the United States | Black & Veatch | http://www.20percentwind.org/Black_Veatch_20_Percent_Report.pdf | Y | 2007 | 5-4 | 41 | Table 5-1 | Y
Wind |  | U.S. WPC 7 | Installed Costs - Overnight Capital Cost | Y | 1650 | $/kW | 2010 | 2006 | 2006-2007 | Average - simple | Unspecified | Modeling | Projected | 20 Percent Wind Energy Penetration in the United States | Black & Veatch | http://www.20percentwind.org/Black_Veatch_20_Percent_Report.pdf | Y | 2007 | 5-4 | 41 | Table 5-1 | Y
Wind |  | U.S. WPC 3 | Installed Costs - Overnight Capital Cost | Y | 1609 | $/kW | 2015 | 2006 | 2006-2007 | Average - simple | Unspecified | Modeling | Projected | 20 Percent Wind Energy Penetration in the United States | Black & Veatch | http://www.20percentwind.org/Black_Veatch_20_Percent_Report.pdf | Y | 2007 | 5-4 | 41 | Table 5-1 | Y
Wind |  | U.S. WPC 4 | Installed Costs - Overnight Capital Cost | Y | 1609 | $/kW | 2015 | 2006 | 2006-2007 | Average - simple | Unspecified | Modeling | Projected | 20 Percent Wind Energy Penetration in the United States | Black & Veatch | http://www.20percentwind.org/Black_Veatch_20_Percent_Report.pdf | Y | 2007 | 5-4 | 41 | Table 5-1 | Y
Wind |  | U.S. WPC 5 | Installed Costs - Overnight Capital Cost | Y | 1609 | $/kW | 2015 | 2006 | 2006-2007 | Average - simple | Unspecified | Modeling | Projected | 20 Percent Wind Energy Penetration in the United States | Black & Veatch | http://www.20percentwind.org/Black_Veatch_20_Percent_Report.pdf | Y | 2007 | 5-4 | 41 | Table 5-1 | Y
Wind |  | U.S. WPC 6 | Installed Costs - Overnight Capital Cost | Y | 1609 | $/kW | 2015 | 2006 | 2006-2007 | Average - simple | Unspecified | Modeling | Projected | 20 Percent Wind Energy Penetration in the United States | Black & Veatch | http://www.20percentwind.org/Black_Veatch_20_Percent_Report.pdf | Y | 2007 | 5-4 | 41 | Table 5-1 | Y
Wind |  | U.S. WPC 7 | Installed Costs - Overnight Capital Cost | Y | 1609 | $/kW | 2015 | 2006 | 2006-2007 | Average - simple | Unspecified | Modeling | Projected | 20 Percent Wind Energy Penetration in the United States | Black & Veatch | http://www.20percentwind.org/Black_Veatch_20_Percent_Report.pdf | Y | 2007 | 5-4 | 41 | Table 5-1 | Y
Wind |  | U.S. WPC 3 | Installed Costs - Overnight Capital Cost | Y | 1568 | $/kW | 2020 | 2006 | 2006-2007 | Average - simple | Unspecified | Modeling | Projected | 20 Percent Wind Energy Penetration in the United States | Black & Veatch | http://www.20percentwind.org/Black_Veatch_20_Percent_Report.pdf | Y | 2007 | 5-4 | 41 | Table 5-1 | Y
Wind |  | U.S. WPC 4 | Installed Costs - Overnight Capital Cost | Y | 1568 | $/kW | 2020 | 2006 | 2006-2007 | Average - simple | Unspecified | Modeling | Projected | 20 Percent Wind Energy Penetration in the United States | Black & Veatch | http://www.20percentwind.org/Black_Veatch_20_Percent_Report.pdf | Y | 2007 | 5-4 | 41 | Table 5-1 | Y
Wind |  | U.S. WPC 5 | Installed Costs - Overnight Capital Cost | Y | 1568 | $/kW | 2020 | 2006 | 2006-2007 | Average - simple | Unspecified | Modeling | Projected | 20 Percent Wind Energy Penetration in the United States | Black & Veatch | http://www.20percentwind.org/Black_Veatch_20_Percent_Report.pdf | Y | 2007 | 5-4 | 41 | Table 5-1 | Y
Wind |  | U.S. WPC 6 | Installed Costs - Overnight Capital Cost | Y | 1568 | $/kW | 2020 | 2006 | 2006-2007 | Average - simple | Unspecified | Modeling | Projected | 20 Percent Wind Energy Penetration in the United States | Black & Veatch | http://www.20percentwind.org/Black_Veatch_20_Percent_Report.pdf | Y | 2007 | 5-4 | 41 | Table 5-1 | Y
Wind |  | U.S. WPC 7 | Installed Costs - Overnight Capital Cost | Y | 1568 | $/kW | 2020 | 2006 | 2006-2007 | Average - simple | Unspecified | Modeling | Projected | 20 Percent Wind Energy Penetration in the United States | Black & Veatch | http://www.20percentwind.org/Black_Veatch_20_Percent_Report.pdf | Y | 2007 | 5-4 | 41 | Table 5-1 | Y
Wind |  | U.S. WPC 3 | Installed Costs - Overnight Capital Cost | Y | 1485 | $/kW | 2030 | 2006 | 2006-2007 | Average - simple | Unspecified | Modeling | Projected | 20 Percent Wind Energy Penetration in the United States | Black & Veatch | http://www.20percentwind.org/Black_Veatch_20_Percent_Report.pdf | Y | 2007 | 5-4 | 41 | Table 5-1 | Y
Wind |  | U.S. WPC 4 | Installed Costs - Overnight Capital Cost | Y | 1485 | $/kW | 2030 | 2006 | 2006-2007 | Average - simple | Unspecified | Modeling | Projected | 20 Percent Wind Energy Penetration in the United States | Black & Veatch | http://www.20percentwind.org/Black_Veatch_20_Percent_Report.pdf | Y | 2007 | 5-4 | 41 | Table 5-1 | Y
Wind |  | U.S. WPC 5 | Installed Costs - Overnight Capital Cost | Y | 1485 | $/kW | 2030 | 2006 | 2006-2007 | Average - simple | Unspecified | Modeling | Projected | 20 Percent Wind Energy Penetration in the United States | Black & Veatch | http://www.20percentwind.org/Black_Veatch_20_Percent_Report.pdf | Y | 2007 | 5-4 | 41 | Table 5-1 | Y
Wind |  | U.S. WPC 6 | Installed Costs - Overnight Capital Cost | Y | 1485 | $/kW | 2030 | 2006 | 2006-2007 | Average - simple | Unspecified | Modeling | Projected | 20 Percent Wind Energy Penetration in the United States | Black & Veatch | http://www.20percentwind.org/Black_Veatch_20_Percent_Report.pdf | Y | 2007 | 5-4 | 41 | Table 5-1 | Y
Wind |  | U.S. WPC 7 | Installed Costs - Overnight Capital Cost | Y | 1485 | $/kW | 2030 | 2006 | 2006-2007 | Average - simple | Unspecified | Modeling | Projected | 20 Percent Wind Energy Penetration in the United States | Black & Veatch | http://www.20percentwind.org/Black_Veatch_20_Percent_Report.pdf | Y | 2007 | 5-4 | 41 | Table 5-1 | Y
Solar PV | Crystalline - Single-axis tracking | U.S. | Installed Costs - Total | N | 3.45 | $/W | 2012 | 2008 | 2008 | Average - simple | Unspecified | Lazard estimates | Projected | Levelized Cost of Energy Analysis - Version 3.0 DRAFT | Lazard |  | Y | 2009 | 9 | 10 |  | Y | Reflects ITC and accelerated asset depreciation, as applicable. Assumes 20-year useful life.
Wind | Systems > 50 kW, excludes Hawaii | U.S. | Installed Costs - Total | Y | 1920 | $/kW | 2008 | 2007 | 2008 | Average - simple | Unspecified | Berkeley Lab Database | Projected | Annual Report on U.S. Wind Power Installation, Cost, and Performance Trends: 2007 | Lawrence Berkeley National Laboratory (Wiser and Bolinger) | http://www1.eere.energy.gov/windandhydro/pdfs/43025.pdf | Y | 2008 | 21 | 21 |  | Y
Wind | Systems > 50 kW, 15% wind capacity penetration | CO | Integration Cost - Gas Supply | Y | 1.45 | $/MWh | 2006 | 2008 | 2006 | Average - simple | 1 | EnerNex Corp. (2006) | Projected | 2008 Wind Technologies Market Report | Lawrence Berkeley National Laboratory (Wiser and Bolinger) | http://eetd.lbl.gov/EA/emp/reports/2008-wind-technologies.pdf | Y | 2009 | 49 | 56 | Table 8 | Y
Wind | Systems > 50 kW, 3.5% wind capacity penetration | MN | Integration Cost - Load Following | Y | 0.41 | $/MWh | 2003 | 2008 | 2003 | Average - simple | 1 | Brooks et al. (2003) | Projected | 2008 Wind Technologies Market Report | Lawrence Berkeley National Laboratory (Wiser and Bolinger) | http://eetd.lbl.gov/EA/emp/reports/2008-wind-technologies.pdf | Y | 2009 | 49 | 56 | Table 8 | Y
Wind | Systems > 50 kW, 29% wind capacity penetration | WI | Integration Cost - Load Following | Y | 0.15 | $/MWh | 2003 | 2008 | 2003 | Average - simple | 1 | Electrotek Concepts, Inc. (2003) | Projected | 2008 Wind Technologies Market Report | Lawrence Berkeley National Laboratory (Wiser and Bolinger) | http://eetd.lbl.gov/EA/emp/reports/2008-wind-technologies.pdf | Y | 2009 | 49 | 56 | Table 8 | Y
Wind | Systems > 50 kW, 11% wind capacity penetration | OR, WA, WY, CA, UT, ID | Integration Cost - Load Following | Y | 1.48 | $/MWh | 2005 | 2008 | 2005 | Average - simple | 1 | PacifiCorp (2005) | Projected | 2008 Wind Technologies Market Report | Lawrence Berkeley National Laboratory (Wiser and Bolinger) | http://eetd.lbl.gov/EA/emp/reports/2008-wind-technologies.pdf | Y | 2009 | 49 | 56 | Table 8 | Y
Wind | Systems > 50 kW, 15% wind capacity penetration | AZ | Integration Cost - Load Following | Y | 2.65 | $/MWh | 2007 | 2008 | 2007 | Average - simple | 1 | Acker (2007) | Projected | 2008 Wind Technologies Market Report | Lawrence Berkeley National Laboratory (Wiser and Bolinger) | http://eetd.lbl.gov/EA/emp/reports/2008-wind-technologies.pdf | Y | 2009 | 49 | 56 | Table 8 | Y
Wind | Systems > 50 kW, 30% wind capacity penetration | WA | Integration Cost - Load Following | Y | 4.4 | $/MWh | 2007 | 2008 | 2007 | Average - simple | 1 | EnerNex Corp. (2007) | Projected | 2008 Wind Technologies Market Report | Lawrence Berkeley National Laboratory (Wiser and Bolinger) | http://eetd.lbl.gov/EA/emp/reports/2008-wind-technologies.pdf | Y | 2009 | 49 | 56 | Table 8 | Y
Wind | Systems > 50 kW, 18% wind capacity penetration | OR, WA, WY, CA, UT, ID | Integration Cost - Load Following | Y | 1.1 | $/MWh | 2007 | 2008 | 2007 | Average - simple | 1 | PacifiCorp (2007) | Projected | 2008 Wind Technologies Market Report | Lawrence Berkeley National Laboratory (Wiser and Bolinger) | http://eetd.lbl.gov/EA/emp/reports/2008-wind-technologies.pdf | Y | 2009 | 49 | 56 | Table 8 | Y
Wind | Systems > 50 kW, 29% wind capacity penetration | MN | Integration Cost - Regulation | Y | 1.02 | $/MWh | 2003 | 2008 | 2003 | Average - simple | 1 | Electrotek Concepts, Inc. (2003) | Projected | 2008 Wind Technologies Market Report | Lawrence Berkeley National Laboratory (Wiser and Bolinger) | http://eetd.lbl.gov/EA/emp/reports/2008-wind-technologies.pdf | Y | 2009 | 49 | 56 | Table 8 | Y
Wind | Systems > 50 kW, 15% wind capacity penetration | MN | Integration Cost - Regulation | Y | 0.23 | $/MWh | 2004 | 2008 | 2004 | Average - simple | 1 | EnerNex Corp. and Wind Logics, Inc. (2004) | Projected | 2008 Wind Technologies Market Report | Lawrence Berkeley National Laboratory (Wiser and Bolinger) | http://eetd.lbl.gov/EA/emp/reports/2008-wind-technologies.pdf | Y | 2009 | 49 | 56 | Table 8 | Y
Wind | Systems > 50 kW, 4% wind capacity penetration | CA | Integration Cost - Regulation | Y | 0.45 | $/MWh | 2006 | 2008 | 2006 | Average - simple | 1 | Shiu et al. (2006) | Projected | 2008 Wind Technologies Market Report | Lawrence Berkeley National Laboratory (Wiser and Bolinger) | http://eetd.lbl.gov/EA/emp/reports/2008-wind-technologies.pdf | Y | 2009 | 49 | 56 | Table 8 | Y
Wind | Systems > 50 kW, 15% wind capacity penetration | CO | Integration Cost - Regulation | Y | 0.2 | $/MWh | 2006 | 2008 | 2006 | Average - simple | 1 | EnerNex Corp. (2006) | Projected | 2008 Wind Technologies Market Report | Lawrence Berkeley National Laboratory (Wiser and Bolinger) | http://eetd.lbl.gov/EA/emp/reports/2008-wind-technologies.pdf | Y | 2009 | 49 | 56 | Table 8 | Y
Wind | Systems > 50 kW, 15% wind capacity penetration | AZ | Integration Cost - Regulation | Y | 0.37 | $/MWh | 2007 | 2008 | 2007 | Average - simple | 1 | Acker (2007) | Projected | 2008 Wind Technologies Market Report | Lawrence Berkeley National Laboratory (Wiser and Bolinger) | http://eetd.lbl.gov/EA/emp/reports/2008-wind-technologies.pdf | Y | 2009 | 49 | 56 | Table 8 | Y
Wind | Systems > 50 kW, 30% wind capacity penetration | WA | Integration Cost - Regulation | Y | 1.43 | $/MWh | 2007 | 2008 | 2007 | Average - simple | 1 | EnerNex Corp. (2007) | Projected | 2008 Wind Technologies Market Report | Lawrence Berkeley National Laboratory (Wiser and Bolinger) | http://eetd.lbl.gov/EA/emp/reports/2008-wind-technologies.pdf | Y | 2009 | 49 | 56 | Table 8 | Y
Wind | Systems > 50 kW, 3.5% wind capacity penetration | MN | Integration Cost - Total | Y | 1.85 | $/MWh | 2003 | 2008 | 2003 | Average - simple | 1 | Brooks et al. (2003) | Projected | 2008 Wind Technologies Market Report | Lawrence Berkeley National Laboratory (Wiser and Bolinger) | http://eetd.lbl.gov/EA/emp/reports/2008-wind-technologies.pdf | Y | 2009 | 49 | 56 | Table 8 | Y
Wind | Systems > 50 kW, 29% wind capacity penetration | WI | Integration Cost - Total | Y | 2.92 | $/MWh | 2003 | 2008 | 2003 | Average - simple | 1 | Electrotek Concepts, Inc. (2003) | Projected | 2008 Wind Technologies Market Report | Lawrence Berkeley National Laboratory (Wiser and Bolinger) | http://eetd.lbl.gov/EA/emp/reports/2008-wind-technologies.pdf | Y | 2009 | 49 | 56 | Table 8 | Y
Wind | Systems > 50 kW, 15% wind capacity penetration | MN | Integration Cost - Total | Y | 4.6 | $/MWh | 2004 | 2008 | 2004 | Average - simple | 1 | EnerNex Corp. and Wind Logics, Inc. (2004) | Projected | 2008 Wind Technologies Market Report | Lawrence Berkeley National Laboratory (Wiser and Bolinger) | http://eetd.lbl.gov/EA/emp/reports/2008-wind-technologies.pdf | Y | 2009 | 49 | 56 | Table 8 | Y
Wind | Systems > 50 kW, 11% wind capacity penetration | OR, WA, WY, CA, UT, ID | Integration Cost - Total | Y | 4.64 | $/MWh | 2005 | 2008 | 2005 | Average - simple | 1 | PacifiCorp (2005) | Projected | 2008 Wind Technologies Market Report | Lawrence Berkeley National Laboratory (Wiser and Bolinger) | http://eetd.lbl.gov/EA/emp/reports/2008-wind-technologies.pdf | Y | 2009 | 49 | 56 | Table 8 | Y
Wind | Systems > 50 kW, 4% wind capacity penetration | CA | Integration Cost - Total | Y | 0.45 | $/MWh | 2006 | 2008 | 2006 | Average - simple | 1 | Shiu et al. (2006) | Projected | 2008 Wind Technologies Market Report | Lawrence Berkeley National Laboratory (Wiser and Bolinger) | http://eetd.lbl.gov/EA/emp/reports/2008-wind-technologies.pdf | Y | 2009 | 49 | 56 | Table 8 | Y
Wind | Systems > 50 kW, 15% wind capacity penetration | CO | Integration Cost - Total | Y | 4.97 | $/MWh | 2006 | 2008 | 2006 | Average - simple | 1 | EnerNex Corp. (2006) | Projected | 2008 Wind Technologies Market Report | Lawrence Berkeley National Laboratory (Wiser and Bolinger) | http://eetd.lbl.gov/EA/emp/reports/2008-wind-technologies.pdf | Y | 2009 | 49 | 56 | Table 8 | Y
Wind | Systems > 50 kW, 31% wind capacity penetration | MN | Integration Cost - Total | Y | 4.41 | $/MWh | 2006 | 2008 | 2006 | Average - simple | 1 | EnerNex Corp. and Windlogics Inc. (2006) | Projected | 2008 Wind Technologies Market Report | Lawrence Berkeley National Laboratory (Wiser and Bolinger) | http://eetd.lbl.gov/EA/emp/reports/2008-wind-technologies.pdf | Y | 2009 | 49 | 56 | Table 8 | Y
Wind | Systems > 50 kW, 12% wind capacity penetration | WA | Integration Cost - Total | Y | 6.94 | $/MWh | 2007 | 2008 | 2007 | Average - simple | 1 | Puget Sound Energy (2007) | Projected | 2008 Wind Technologies Market Report | Lawrence Berkeley National Laboratory (Wiser and Bolinger) | http://eetd.lbl.gov/EA/emp/reports/2008-wind-technologies.pdf | Y | 2009 | 49 | 56 | Table 8 | Y
Wind | Systems > 50 kW, 15% wind capacity penetration | AZ | Integration Cost - Total | Y | 4.08 | $/MWh | 2007 | 2008 | 2007 | Average - simple | 1 | Acker (2007) | Projected | 2008 Wind Technologies Market Report | Lawrence Berkeley National Laboratory (Wiser and Bolinger) | http://eetd.lbl.gov/EA/emp/reports/2008-wind-technologies.pdf | Y | 2009 | 49 | 56 | Table 8 | Y
Wind | Systems > 50 kW, 30% wind capacity penetration | WA | Integration Cost - Total | Y | 8.84 | $/MWh | 2007 | 2008 | 2007 | Average - simple | 1 | EnerNex Corp. (2007) | Projected | 2008 Wind Technologies Market Report | Lawrence Berkeley National Laboratory (Wiser and Bolinger) | http://eetd.lbl.gov/EA/emp/reports/2008-wind-technologies.pdf | Y | 2009 | 49 | 56 | Table 8 | Y
Wind | Systems > 50 kW, 20% wind capacity penetration | ID | Integration Cost - Total | Y | 7.92 | $/MWh | 2007 | 2008 | 2007 | Average - simple | 1 | EnerNex Corp. and Idaho Power Co. (2007) | Projected | 2008 Wind Technologies Market Report | Lawrence Berkeley National Laboratory (Wiser and Bolinger) | http://eetd.lbl.gov/EA/emp/reports/2008-wind-technologies.pdf | Y | 2009 | 49 | 56 | Table 8 | Y
Wind | Systems > 50 kW, 18% wind capacity penetration | OR, WA, WY, CA, UT, ID | Integration Cost - Total | Y | 5.1 | $/MWh | 2007 | 2008 | 2007 | Average - simple | 1 | PacifiCorp (2007) | Projected | 2008 Wind Technologies Market Report | Lawrence Berkeley National Laboratory (Wiser and Bolinger) | http://eetd.lbl.gov/EA/emp/reports/2008-wind-technologies.pdf | Y | 2009 | 49 | 56 | Table 8 | Y
Wind | Systems > 50 kW, 15% wind capacity penetration | CO | Integration Cost - Total | Y | 8.56 | $/MWh | 2008 | 2008 | 2008 | Average - simple | 1 | EnerNex Corp. (2008) | Projected | 2008 Wind Technologies Market Report | Lawrence Berkeley National Laboratory (Wiser and Bolinger) | http://eetd.lbl.gov/EA/emp/reports/2008-wind-technologies.pdf | Y | 2009 | 49 | 56 | Table 8 | Y
Wind | Systems > 50 kW, 3.5% wind capacity penetration | MN | Integration Cost - Unit Commit. | Y | 1.44 | $/MWh | 2003 | 2008 | 2003 | Average - simple | 1 | Brooks et al. (2003) | Projected | 2008 Wind Technologies Market Report | Lawrence Berkeley National Laboratory (Wiser and Bolinger) | http://eetd.lbl.gov/EA/emp/reports/2008-wind-technologies.pdf | Y | 2009 | 49 | 56 | Table 8 | Y
Wind | Systems > 50 kW, 29% wind capacity penetration | WI | Integration Cost - Unit Commit. | Y | 1.75 | $/MWh | 2003 | 2008 | 2003 | Average - simple | 1 | Electrotek Concepts, Inc. (2003) | Projected | 2008 Wind Technologies Market Report | Lawrence Berkeley National Laboratory (Wiser and Bolinger) | http://eetd.lbl.gov/EA/emp/reports/2008-wind-technologies.pdf | Y | 2009 | 49 | 56 | Table 8 | Y
Wind | Systems > 50 kW, 15% wind capacity penetration | MN | Integration Cost - Unit Commit. | Y | 4.37 | $/MWh | 2004 | 2008 | 2004 | Average - simple | 1 | EnerNex Corp. and Wind Logics, Inc. (2004) | Projected | 2008 Wind Technologies Market Report | Lawrence Berkeley National Laboratory (Wiser and Bolinger) | http://eetd.lbl.gov/EA/emp/reports/2008-wind-technologies.pdf | Y | 2009 | 49 | 56 | Table 8 | Y
Wind | Systems > 50 kW, 11% wind capacity penetration | OR, WA, WY, CA, UT, ID | Integration Cost - Unit Commit. | Y | 3.16 | $/MWh | 2005 | 2008 | 2005 | Average - simple | 1 | PacifiCorp (2005) | Projected | 2008 Wind Technologies Market Report | Lawrence Berkeley National Laboratory (Wiser and Bolinger) | http://eetd.lbl.gov/EA/emp/reports/2008-wind-technologies.pdf | Y | 2009 | 49 | 56 | Table 8 | Y
Wind | Systems > 50 kW, 15% wind capacity penetration | CO | Integration Cost - Unit Commit. | Y | 3.32 | $/MWh | 2006 | 2008 | 2006 | Average - simple | 1 | EnerNex Corp. (2006) | Projected | 2008 Wind Technologies Market Report | Lawrence Berkeley National Laboratory (Wiser and Bolinger) | http://eetd.lbl.gov/EA/emp/reports/2008-wind-technologies.pdf | Y | 2009 | 49 | 56 | Table 8 | Y
Wind | Systems > 50 kW, 15% wind capacity penetration | AZ | Integration Cost - Unit Commit. | Y | 1.06 | $/MWh | 2007 | 2008 | 2007 | Average - simple | 1 | Acker (2007) | Projected | 2008 Wind Technologies Market Report | Lawrence Berkeley National Laboratory (Wiser and Bolinger) | http://eetd.lbl.gov/EA/emp/reports/2008-wind-technologies.pdf | Y | 2009 | 49 | 56 | Table 8 | Y
Wind | Systems > 50 kW, 30% wind capacity penetration | WA | Integration Cost - Unit Commit. | Y | 3 | $/MWh | 2007 | 2008 | 2007 | Average - simple | 1 | EnerNex Corp. (2007) | Projected | 2008 Wind Technologies Market Report | Lawrence Berkeley National Laboratory (Wiser and Bolinger) | http://eetd.lbl.gov/EA/emp/reports/2008-wind-technologies.pdf | Y | 2009 | 49 | 56 | Table 8 | Y
Wind | Systems > 50 kW, 18% wind capacity penetration | OR, WA, WY, CA, UT, ID | Integration Cost - Unit Commit. | Y | 4 | $/MWh | 2007 | 2008 | 2007 | Average - simple | 1 | PacifiCorp (2007) | Projected | 2008 Wind Technologies Market Report | Lawrence Berkeley National Laboratory (Wiser and Bolinger) | http://eetd.lbl.gov/EA/emp/reports/2008-wind-technologies.pdf | Y | 2009 | 49 | 56 | Table 8 | Y
CSP | Troughs | U.S. | LCOE | Y (not explicitly stated, have put in call) | 4.3 | ¢/kWh | 2020 | 2002 (not explicitly stated, have put in call) | 2002 | Range: minimum | Unspecified | Interviews/Sunlab analysis | Projected | Assessment of Parabolic Trough and Power Tower Solar Technology Cost and Performance Forecasts | Sargent & Lundy LLC Consulting Group, published through NREL, | http://www.nrel.gov/csp/pdfs/34440.pdf | Y | 2003 | ES-3 | 15 | ES-1 | Y | See graphical depiction for learning curve, 2004-2020
CSP | Tower | U.S. | LCOE | Y (not explicitly stated, have put in call) | 3.5 | ¢/kWh | 2020 | 2002 (not explicitly stated, have put in call) | 2002 | Range: minimum | Unspecified | Interviews/Sunlab analysis | Projected | Assessment of Parabolic Trough and Power Tower Solar Technology Cost and Performance Forecasts | Sargent & Lundy LLC Consulting Group, published through NREL, | http://www.nrel.gov/csp/pdfs/34440.pdf | Y | 2003 | ES-3 | 15 | ES-1 | Y | See graphical depiction for learning curve, 2004-2020
CSP | Troughs | U.S. | LCOE | Y (not explicitly stated, have put in call) | 6.2 | ¢/kWh | 2020 | 2002 (not explicitly stated, have put in call) | 2002 | Range: maximum | Unspecified | Interviews/S&L analysis | Projected | Assessment of Parabolic Trough and Power Tower Solar Technology Cost and Performance Forecasts | Sargent & Lundy LLC Consulting Group, published through NREL, | http://www.nrel.gov/csp/pdfs/34440.pdf | Y | 2003 | ES-3 | 15 | ES-1 | Y | See graphical depiction for learning curve, 2004-2020
CSP | Tower | U.S. | LCOE | Y (not explicitly stated, have put in call) | 5.5 | ¢/kWh | 2020 | 2002 (not explicitly stated, have put in call) | 2002 | Range: maximum | Unspecified | Interviews/S&L analysis | Projected | Assessment of Parabolic Trough and Power Tower Solar Technology Cost and Performance Forecasts | Sargent & Lundy LLC Consulting Group, published through NREL, | http://www.nrel.gov/csp/pdfs/34440.pdf | Y | 2003 | ES-3 | 15 | ES-1 | Y | See graphical depiction for learning curve, 2004-2020
Solar PV | Thin Film | U.S. | LCOE | N | 86 | $/MWh | 2012 | 2008 | 2008 | Average - simple | Unspecified | Lazard estimates | Projected | Levelized Cost of Energy Analysis - Version 3.0 DRAFT | Lazard |  | Y | 2009 | 2 | 3 |  | Corrected 5/22/2009 | Reflects ITC and accelerated asset depreciation, as applicable. Assuming a total system cost of $3.45 per watt for single-axis tracking crystalline. Assumes 20-year useful life.
Solar PV | Crystalline - Single-axis tracking | U.S. | LCOE | N | 113 | $/MWh | 2012 | 2008 | 2008 | Average - simple | Unspecified | Lazard estimates | Projected | Levelized Cost of Energy Analysis - Version 3.0 DRAFT | Lazard |  | Y | 2009 | 2 | 3 |  | Corrected 5/22/2009 | Reflects ITC and accelerated asset depreciation, as applicable. Assuming a total system cost of $3.45 per watt for single-axis tracking crystalline. Assumes 20-year useful life.
Solar PV | Copper Indium (G) Diselenide | U.S. | Manufacturing Costs | Y | 0.8 | $/WDC | 2015 | 2006 | 2006 | Range: minimum | Unspecified | Modeling/Interviews | Projected | PV Technology, Performance, and Cost (2007 update) | Prometheus Institute; published through Greentech Media | http://www.gtmresearch.com/report/pv-technology-performance-and-cost-2007-update | Y | 2007 | 4 | 10 | Figure 1.2 | Corrected 5/22/2009 | Module costs include material, labor, manufacturing overheard, and capital depreciation at 14% per annum. Costs omit research, marketing, and general overhead.
Solar PV | Monocrystalline Silicon | U.S. | Manufacturing Costs | Y | 2 | $/WDC | 2010 | 2006 | 2006 | Range: minimum | Unspecified | Modeling/Interviews | Projected | PV Technology, Performance, and Cost (2007 update) | Prometheus Institute; published through Greentech Media | http://www.gtmresearch.com/report/pv-technology-performance-and-cost-2007-update | Y | 2007 | 4 | 10 | Figure 1.2 | Y | Module costs include material, labor, manufacturing overheard, and capital depreciation at 14% per annum. Costs omit research, marketing, and general overhead.
Solar PV | Multicrystalline Silicon Cost Ingot | U.S. | Manufacturing Costs | Y | 1.75 | $/WDC | 2010 | 2006 | 2006 | Range: minimum | Unspecified | Modeling/Interviews | Projected | PV Technology, Performance, and Cost (2007 update) | Prometheus Institute; published through Greentech Media | http://www.gtmresearch.com/report/pv-technology-performance-and-cost-2007-update | Y | 2007 | 4 | 10 | Figure 1.2 | Y | Module costs include material, labor, manufacturing overheard, and capital depreciation at 14% per annum. Costs omit research, marketing, and general overhead.
Solar PV | Ribbon/Sheet Silicon | U.S. | Manufacturing Costs | Y | 1.6 | $/WDC | 2010 | 2006 | 2006 | Range: minimum | Unspecified | Modeling/Interviews | Projected | PV Technology, Performance, and Cost (2007 update) | Prometheus Institute; published through Greentech Media | http://www.gtmresearch.com/report/pv-technology-performance-and-cost-2007-update | Y | 2007 | 4 | 10 | Figure 1.2 | Y | Module costs include material, labor, manufacturing overheard, and capital depreciation at 14% per annum. Costs omit research, marketing, and general overhead.
Solar PV | Concentrators Silicon Cell | U.S. | Manufacturing Costs | Y | 1.5 | $/WDC | 2010 | 2006 | 2006 | Range: minimum | Unspecified | Modeling/Interviews | Projected | PV Technology, Performance, and Cost (2007 update) | Prometheus Institute; published through Greentech Media | http://www.gtmresearch.com/report/pv-technology-performance-and-cost-2007-update | Y | 2007 | 4 | 10 | Figure 1.2 | Y | Module costs include material, labor, manufacturing overheard, and capital depreciation at 14% per annum. Costs omit research, marketing, and general overhead.
Solar PV | Amorphous Silicon | U.S. | Manufacturing Costs | Y | 1.25 | $/WDC | 2010 | 2006 | 2006 | Range: minimum | Unspecified | Modeling/Interviews | Projected | PV Technology, Performance, and Cost (2007 update) | Prometheus Institute; published through Greentech Media | http://www.gtmresearch.com/report/pv-technology-performance-and-cost-2007-update | Y | 2007 | 4 | 10 | Figure 1.2 | Y | Module costs include material, labor, manufacturing overheard, and capital depreciation at 14% per annum. Costs omit research, marketing, and general overhead.
Solar PV | Copper Indium (G) Diselenide | U.S. | Manufacturing Costs | Y | 1 | $/WDC | 2010 | 2006 | 2006 | Range: minimum | Unspecified | Modeling/Interviews | Projected | PV Technology, Performance, and Cost (2007 update) | Prometheus Institute; published through Greentech Media | http://www.gtmresearch.com/report/pv-technology-performance-and-cost-2007-update | Y | 2007 | 4 | 10 | Figure 1.2 | Y | Module costs include material, labor, manufacturing overheard, and capital depreciation at 14% per annum. Costs omit research, marketing, and general overhead.
Solar PV | Cadmium Telluride (CdTe) | U.S. | Manufacturing Costs | Y | 0.8 | $/WDC | 2010 | 2006 | 2006 | Range: minimum | Unspecified | Modeling/Interviews | Projected | PV Technology, Performance, and Cost (2007 update) | Prometheus Institute; published through Greentech Media | http://www.gtmresearch.com/report/pv-technology-performance-and-cost-2007-update | Y | 2007 | 4 | 10 | Figure 1.2 | Y | Module costs include material, labor, manufacturing overheard, and capital depreciation at 14% per annum. Costs omit research, marketing, and general overhead.
Solar PV | Monocrystalline Silicon | U.S. | Manufacturing Costs | Y | 1.4 | $/WDC | 2015 | 2006 | 2006 | Range: minimum | Unspecified | Modeling/Interviews | Projected | PV Technology, Performance, and Cost (2007 update) | Prometheus Institute; published through Greentech Media | http://www.gtmresearch.com/report/pv-technology-performance-and-cost-2007-update | Y | 2007 | 4 | 10 | Figure 1.2 | Y | Module costs include material, labor, manufacturing overheard, and capital depreciation at 14% per annum. Costs omit research, marketing, and general overhead.
Solar PV | Multicrystalline Silicon Cost Ingot | U.S. | Manufacturing Costs | Y | 1.2 | $/WDC | 2015 | 2006 | 2006 | Range: minimum | Unspecified | Modeling/Interviews | Projected | PV Technology, Performance, and Cost (2007 update) | Prometheus Institute; published through Greentech Media | http://www.gtmresearch.com/report/pv-technology-performance-and-cost-2007-update | Y | 2007 | 4 | 10 | Figure 1.2 | Y | Module costs include material, labor, manufacturing overheard, and capital depreciation at 14% per annum. Costs omit research, marketing, and general overhead.
Solar PV | Ribbon/Sheet Silicon | U.S. | Manufacturing Costs | Y | 1 | $/WDC | 2015 | 2006 | 2006 | Range: minimum | Unspecified | Modeling/Interviews | Projected | PV Technology, Performance, and Cost (2007 update) | Prometheus Institute; published through Greentech Media | http://www.gtmresearch.com/report/pv-technology-performance-and-cost-2007-update | Y | 2007 | 4 | 10 | Figure 1.2 | Y | Module costs include material, labor, manufacturing overheard, and capital depreciation at 14% per annum. Costs omit research, marketing, and general overhead.
Solar PV | Concentrators Silicon Cell | U.S. | Manufacturing Costs | Y | 1 | $/WDC | 2015 | 2006 | 2006 | Range: minimum | Unspecified | Modeling/Interviews | Projected | PV Technology, Performance, and Cost (2007 update) | Prometheus Institute; published through Greentech Media | http://www.gtmresearch.com/report/pv-technology-performance-and-cost-2007-update | Y | 2007 | 4 | 10 | Figure 1.2 | Y | Module costs include material, labor, manufacturing overheard, and capital depreciation at 14% per annum. Costs omit research, marketing, and general overhead.
Solar PV | Amorphous Silicon | U.S. | Manufacturing Costs | Y | 0.9 | $/WDC | 2015 | 2006 | 2006 | Range: minimum | Unspecified | Modeling/Interviews | Projected | PV Technology, Performance, and Cost (2007 update) | Prometheus Institute; published through Greentech Media | http://www.gtmresearch.com/report/pv-technology-performance-and-cost-2007-update | Y | 2007 | 4 | 10 | Figure 1.2 | Y | Module costs include material, labor, manufacturing overheard, and capital depreciation at 14% per annum. Costs omit research, marketing, and general overhead.
Solar PV | Cadmium Telluride (CdTe) | U.S. | Manufacturing Costs | Y | 0.65 | $/WDC | 2015 | 2006 | 2006 | Range: minimum | Unspecified | Modeling/Interviews | Projected | PV Technology, Performance, and Cost (2007 update) | Prometheus Institute; published through Greentech Media | http://www.gtmresearch.com/report/pv-technology-performance-and-cost-2007-update | Y | 2007 | 4 | 10 | Figure 1.2 | Y | Module costs include material, labor, manufacturing overheard, and capital depreciation at 14% per annum. Costs omit research, marketing, and general overhead.
Solar PV |  | U.S. | O&M | Y | 10 | $/kW-Yr | 2009 | 2008 | 2008 | Range: minimum | Unspecified | Modeling | Projected | Economic Impacts of Extending Federal Solar Tax Credits | Navigant Consulting | http://www.seia.org/galleries/pdf/Navigant%20Consulting%20Report%209.15.08.pdf | Y | 2008 | 26 | 27 |  | Y
Solar PV |  | U.S. | O&M | Y | 12 | $/kW-Yr | 2009 | 2008 | 2008 | Range: maximum | Unspecified | Modeling | Projected | Economic Impacts of Extending Federal Solar Tax Credits | Navigant Consulting | http://www.seia.org/galleries/pdf/Navigant%20Consulting%20Report%209.15.08.pdf | Y | 2008 | 26 | 27 |  | Y
Solar PV |  | U.S. | O&M | Y | 8 | $/kW-Yr | 2016 | 2008 | 2008 | Range: minimum | Unspecified | Modeling | Projected | Economic Impacts of Extending Federal Solar Tax Credits | Navigant Consulting | http://www.seia.org/galleries/pdf/Navigant%20Consulting%20Report%209.15.08.pdf | Y | 2008 | 26 | 27 |  | Y
Solar PV |  | U.S. | O&M | Y | 9 | $/kW-Yr | 2016 | 2008 | 2008 | Range: maximum | Unspecified | Modeling | Projected | Economic Impacts of Extending Federal Solar Tax Credits | Navigant Consulting | http://www.seia.org/galleries/pdf/Navigant%20Consulting%20Report%209.15.08.pdf | Y | 2008 | 26 | 27 |  | Y
Wind |  | U.S. WPC 3 | O&M - Fixed | Y | 11.5 | $/kW-Yr | 2010 | 2006 | 2006-2007 | Average - simple | Unspecified | Modeling | Projected | 20 Percent Wind Energy Penetration in the United States | Black & Veatch | http://www.20percentwind.org/Black_Veatch_20_Percent_Report.pdf | Y | 2007 | 5-4 | 41 | Table 5-1 | Y
Wind |  | U.S. WPC 4 | O&M - Fixed | Y | 11.5 | $/kW-Yr | 2010 | 2006 | 2006-2007 | Average - simple | Unspecified | Modeling | Projected | 20 Percent Wind Energy Penetration in the United States | Black & Veatch | http://www.20percentwind.org/Black_Veatch_20_Percent_Report.pdf | Y | 2007 | 5-4 | 41 | Table 5-1 | Y
Wind |  | U.S. WPC 5 | O&M - Fixed | Y | 11.5 | $/kW-Yr | 2010 | 2006 | 2006-2007 | Average - simple | Unspecified | Modeling | Projected | 20 Percent Wind Energy Penetration in the United States | Black & Veatch | http://www.20percentwind.org/Black_Veatch_20_Percent_Report.pdf | Y | 2007 | 5-4 | 41 | Table 5-1 | Y
Wind |  | U.S. WPC 6 | O&M - Fixed | Y | 11.5 | $/kW-Yr | 2010 | 2006 | 2006-2007 | Average - simple | Unspecified | Modeling | Projected | 20 Percent Wind Energy Penetration in the United States | Black & Veatch | http://www.20percentwind.org/Black_Veatch_20_Percent_Report.pdf | Y | 2007 | 5-4 | 41 | Table 5-1 | Y
Wind |  | U.S. WPC 7 | O&M - Fixed | Y | 11.5 | $/kW-Yr | 2010 | 2006 | 2006-2007 | Average - simple | Unspecified | Modeling | Projected | 20 Percent Wind Energy Penetration in the United States | Black & Veatch | http://www.20percentwind.org/Black_Veatch_20_Percent_Report.pdf | Y | 2007 | 5-4 | 41 | Table 5-1 | Y
Wind |  | U.S. WPC 3 | O&M - Fixed | Y | 11.5 | $/kW-Yr | 2015 | 2006 | 2006-2007 | Average - simple | Unspecified | Modeling | Projected | 20 Percent Wind Energy Penetration in the United States | Black & Veatch | http://www.20percentwind.org/Black_Veatch_20_Percent_Report.pdf | Y | 2007 | 5-4 | 41 | Table 5-1 | Y
Wind |  | U.S. WPC 4 | O&M - Fixed | Y | 11.5 | $/kW-Yr | 2015 | 2006 | 2006-2007 | Average - simple | Unspecified | Modeling | Projected | 20 Percent Wind Energy Penetration in the United States | Black & Veatch | http://www.20percentwind.org/Black_Veatch_20_Percent_Report.pdf | Y | 2007 | 5-4 | 41 | Table 5-1 | Y
Wind |  | U.S. WPC 5 | O&M - Fixed | Y | 11.5 | $/kW-Yr | 2015 | 2006 | 2006-2007 | Average - simple | Unspecified | Modeling | Projected | 20 Percent Wind Energy Penetration in the United States | Black & Veatch | http://www.20percentwind.org/Black_Veatch_20_Percent_Report.pdf | Y | 2007 | 5-4 | 41 | Table 5-1 | Y
Wind |  | U.S. WPC 6 | O&M - Fixed | Y | 11.5 | $/kW-Yr | 2015 | 2006 | 2006-2007 | Average - simple | Unspecified | Modeling | Projected | 20 Percent Wind Energy Penetration in the United States | Black & Veatch | http://www.20percentwind.org/Black_Veatch_20_Percent_Report.pdf | Y | 2007 | 5-4 | 41 | Table 5-1 | Y
Wind |  | U.S. WPC 7 | O&M - Fixed | Y | 11.5 | $/kW-Yr | 2015 | 2006 | 2006-2007 | Average - simple | Unspecified | Modeling | Projected | 20 Percent Wind Energy Penetration in the United States | Black & Veatch | http://www.20percentwind.org/Black_Veatch_20_Percent_Report.pdf | Y | 2007 | 5-4 | 41 | Table 5-1 | Y
Wind |  | U.S. WPC 3 | O&M - Fixed | Y | 11.5 | $/kW-Yr | 2020 | 2006 | 2006-2007 | Average - simple | Unspecified | Modeling | Projected | 20 Percent Wind Energy Penetration in the United States | Black & Veatch | http://www.20percentwind.org/Black_Veatch_20_Percent_Report.pdf | Y | 2007 | 5-4 | 41 | Table 5-1 | Y
Wind |  | U.S. WPC 4 | O&M - Fixed | Y | 11.5 | $/kW-Yr | 2020 | 2006 | 2006-2007 | Average - simple | Unspecified | Modeling | Projected | 20 Percent Wind Energy Penetration in the United States | Black & Veatch | http://www.20percentwind.org/Black_Veatch_20_Percent_Report.pdf | Y | 2007 | 5-4 | 41 | Table 5-1 | Y
Wind |  | U.S. WPC 5 | O&M - Fixed | Y | 11.5 | $/kW-Yr | 2020 | 2006 | 2006-2007 | Average - simple | Unspecified | Modeling | Projected | 20 Percent Wind Energy Penetration in the United States | Black & Veatch | http://www.20percentwind.org/Black_Veatch_20_Percent_Report.pdf | Y | 2007 | 5-4 | 41 | Table 5-1 | Y
Wind |  | U.S. WPC 6 | O&M - Fixed | Y | 11.5 | $/kW-Yr | 2020 | 2006 | 2006-2007 | Average - simple | Unspecified | Modeling | Projected | 20 Percent Wind Energy Penetration in the United States | Black & Veatch | http://www.20percentwind.org/Black_Veatch_20_Percent_Report.pdf | Y | 2007 | 5-4 | 41 | Table 5-1 | Y
Wind |  | U.S. WPC 7 | O&M - Fixed | Y | 11.5 | $/kW-Yr | 2020 | 2006 | 2006-2007 | Average - simple | Unspecified | Modeling | Projected | 20 Percent Wind Energy Penetration in the United States | Black & Veatch | http://www.20percentwind.org/Black_Veatch_20_Percent_Report.pdf | Y | 2007 | 5-4 | 41 | Table 5-1 | Y
Wind |  | U.S. WPC 3 | O&M - Fixed | Y | 11.5 | $/kW-Yr | 2030 | 2006 | 2006-2007 | Average - simple | Unspecified | Modeling | Projected | 20 Percent Wind Energy Penetration in the United States | Black & Veatch | http://www.20percentwind.org/Black_Veatch_20_Percent_Report.pdf | Y | 2007 | 5-4 | 41 | Table 5-1 | Y
Wind |  | U.S. WPC 4 | O&M - Fixed | Y | 11.5 | $/kW-Yr | 2030 | 2006 | 2006-2007 | Average - simple | Unspecified | Modeling | Projected | 20 Percent Wind Energy Penetration in the United States | Black & Veatch | http://www.20percentwind.org/Black_Veatch_20_Percent_Report.pdf | Y | 2007 | 5-4 | 41 | Table 5-1 | Y
Wind |  | U.S. WPC 5 | O&M - Fixed | Y | 11.5 | $/kW-Yr | 2030 | 2006 | 2006-2007 | Average - simple | Unspecified | Modeling | Projected | 20 Percent Wind Energy Penetration in the United States | Black & Veatch | http://www.20percentwind.org/Black_Veatch_20_Percent_Report.pdf | Y | 2007 | 5-4 | 41 | Table 5-1 | Y
Wind |  | U.S. WPC 6 | O&M - Fixed | Y | 11.5 | $/kW-Yr | 2030 | 2006 | 2006-2007 | Average - simple | Unspecified | Modeling | Projected | 20 Percent Wind Energy Penetration in the United States | Black & Veatch | http://www.20percentwind.org/Black_Veatch_20_Percent_Report.pdf | Y | 2007 | 5-4 | 41 | Table 5-1 | Y
Wind |  | U.S. WPC 7 | O&M - Fixed | Y | 11.5 | $/kW-Yr | 2030 | 2006 | 2006-2007 | Average - simple | Unspecified | Modeling | Projected | 20 Percent Wind Energy Penetration in the United States | Black & Veatch | http://www.20percentwind.org/Black_Veatch_20_Percent_Report.pdf | Y | 2007 | 5-4 | 41 | Table 5-1 | Y
Wind |  | U.S. | O&M - Fixed | N | 30.3 | $/kW | 2009 | 2007 | 2008 | Average - simple | Unspecified | EIA | Projected | DOE/EIA, Electricity Market Module, March 2009 | DOE/EIA | http://www.eia.doe.gov/oiaf/aeo/assumption/pdf/electricity.pdf#page=6 | Y | 2009 | 89 | 3 | Table 8.2 | Y
Geothermal |  | U.S. | O&M - Fixed | N | 164.64 | $/kW | 2009 | 2007 | 2008 | Average - simple | Unspecified | EIA | Projected | DOE/EIA, Electricity Market Module, March 2009 | DOE/EIA | http://www.eia.doe.gov/oiaf/aeo/assumption/pdf/electricity.pdf#page=4 | Y | 2009 | 89 | 3 | Table 8.2 | Y
Wind |  | U.S. WPC 3 | O&M - Variable | Y | 5.5 | $/MWh | 2010 | 2006 | 2006-2007 | Average - simple | Unspecified | Modeling | Projected | 20 Percent Wind Energy Penetration in the United States | Black & Veatch | http://www.20percentwind.org/Black_Veatch_20_Percent_Report.pdf | Y | 2007 | 5-4 | 41 | Table 5-1 | Y
Wind |  | U.S. WPC 4 | O&M - Variable | Y | 5.5 | $/MWh | 2010 | 2006 | 2006-2007 | Average - simple | Unspecified | Modeling | Projected | 20 Percent Wind Energy Penetration in the United States | Black & Veatch | http://www.20percentwind.org/Black_Veatch_20_Percent_Report.pdf | Y | 2007 | 5-4 | 41 | Table 5-1 | Y
Wind |  | U.S. WPC 5 | O&M - Variable | Y | 5.5 | $/MWh | 2010 | 2006 | 2006-2007 | Average - simple | Unspecified | Modeling | Projected | 20 Percent Wind Energy Penetration in the United States | Black & Veatch | http://www.20percentwind.org/Black_Veatch_20_Percent_Report.pdf | Y | 2007 | 5-4 | 41 | Table 5-1 | Y
Wind |  | U.S. WPC 6 | O&M - Variable | Y | 5.5 | $/MWh | 2010 | 2006 | 2006-2007 | Average - simple | Unspecified | Modeling | Projected | 20 Percent Wind Energy Penetration in the United States | Black & Veatch | http://www.20percentwind.org/Black_Veatch_20_Percent_Report.pdf | Y | 2007 | 5-4 | 41 | Table 5-1 | Y
Wind |  | U.S. WPC 7 | O&M - Variable | Y | 5.5 | $/MWh | 2010 | 2006 | 2006-2007 | Average - simple | Unspecified | Modeling | Projected | 20 Percent Wind Energy Penetration in the United States | Black & Veatch | http://www.20percentwind.org/Black_Veatch_20_Percent_Report.pdf | Y | 2007 | 5-4 | 41 | Table 5-1 | Y
Wind |  | U.S. WPC 3 | O&M - Variable | Y | 5 | $/MWh | 2015 | 2006 | 2006-2007 | Average - simple | Unspecified | Modeling | Projected | 20 Percent Wind Energy Penetration in the United States | Black & Veatch | http://www.20percentwind.org/Black_Veatch_20_Percent_Report.pdf | Y | 2007 | 5-4 | 41 | Table 5-1 | Y
Wind |  | U.S. WPC 4 | O&M - Variable | Y | 5 | $/MWh | 2015 | 2006 | 2006-2007 | Average - simple | Unspecified | Modeling | Projected | 20 Percent Wind Energy Penetration in the United States | Black & Veatch | http://www.20percentwind.org/Black_Veatch_20_Percent_Report.pdf | Y | 2007 | 5-4 | 41 | Table 5-1 | Y
Wind |  | U.S. WPC 5 | O&M - Variable | Y | 5 | $/MWh | 2015 | 2006 | 2006-2007 | Average - simple | Unspecified | Modeling | Projected | 20 Percent Wind Energy Penetration in the United States | Black & Veatch | http://www.20percentwind.org/Black_Veatch_20_Percent_Report.pdf | Y | 2007 | 5-4 | 41 | Table 5-1 | Y
Wind |  | U.S. WPC 6 | O&M - Variable | Y | 5 | $/MWh | 2015 | 2006 | 2006-2007 | Average - simple | Unspecified | Modeling | Projected | 20 Percent Wind Energy Penetration in the United States | Black & Veatch | http://www.20percentwind.org/Black_Veatch_20_Percent_Report.pdf | Y | 2007 | 5-4 | 41 | Table 5-1 | Y
Wind |  | U.S. WPC 7 | O&M - Variable | Y | 5 | $/MWh | 2015 | 2006 | 2006-2007 | Average - simple | Unspecified | Modeling | Projected | 20 Percent Wind Energy Penetration in the United States | Black & Veatch | http://www.20percentwind.org/Black_Veatch_20_Percent_Report.pdf | Y | 2007 | 5-4 | 41 | Table 5-1 | Y
Wind |  | U.S. WPC 3 | O&M - Variable | Y | 4.6 | $/MWh | 2020 | 2006 | 2006-2007 | Average - simple | Unspecified | Modeling | Projected | 20 Percent Wind Energy Penetration in the United States | Black & Veatch | http://www.20percentwind.org/Black_Veatch_20_Percent_Report.pdf | Y | 2007 | 5-4 | 41 | Table 5-1 | Y
Wind |  | U.S. WPC 4 | O&M - Variable | Y | 4.6 | $/MWh | 2020 | 2006 | 2006-2007 | Average - simple | Unspecified | Modeling | Projected | 20 Percent Wind Energy Penetration in the United States | Black & Veatch | http://www.20percentwind.org/Black_Veatch_20_Percent_Report.pdf | Y | 2007 | 5-4 | 41 | Table 5-1 | Y
Wind |  | U.S. WPC 5 | O&M - Variable | Y | 4.6 | $/MWh | 2020 | 2006 | 2006-2007 | Average - simple | Unspecified | Modeling | Projected | 20 Percent Wind Energy Penetration in the United States | Black & Veatch | http://www.20percentwind.org/Black_Veatch_20_Percent_Report.pdf | Y | 2007 | 5-4 | 41 | Table 5-1 | Y
Wind |  | U.S. WPC 6 | O&M - Variable | Y | 4.6 | $/MWh | 2020 | 2006 | 2006-2007 | Average - simple | Unspecified | Modeling | Projected | 20 Percent Wind Energy Penetration in the United States | Black & Veatch | http://www.20percentwind.org/Black_Veatch_20_Percent_Report.pdf | Y | 2007 | 5-4 | 41 | Table 5-1 | Y
Wind |  | U.S. WPC 7 | O&M - Variable | Y | 4.6 | $/MWh | 2020 | 2006 | 2006-2007 | Average - simple | Unspecified | Modeling | Projected | 20 Percent Wind Energy Penetration in the United States | Black & Veatch | http://www.20percentwind.org/Black_Veatch_20_Percent_Report.pdf | Y | 2007 | 5-4 | 41 | Table 5-1 | Y
Wind |  | U.S. WPC 3 | O&M - Variable | Y | 4.4 | $/MWh | 2030 | 2006 | 2006-2007 | Average - simple | Unspecified | Modeling | Projected | 20 Percent Wind Energy Penetration in the United States | Black & Veatch | http://www.20percentwind.org/Black_Veatch_20_Percent_Report.pdf | Y | 2007 | 5-4 | 41 | Table 5-1 | Y
Wind |  | U.S. WPC 4 | O&M - Variable | Y | 4.4 | $/MWh | 2030 | 2006 | 2006-2007 | Average - simple | Unspecified | Modeling | Projected | 20 Percent Wind Energy Penetration in the United States | Black & Veatch | http://www.20percentwind.org/Black_Veatch_20_Percent_Report.pdf | Y | 2007 | 5-4 | 41 | Table 5-1 | Y
Wind |  | U.S. WPC 5 | O&M - Variable | Y | 4.4 | $/MWh | 2030 | 2006 | 2006-2007 | Average - simple | Unspecified | Modeling | Projected | 20 Percent Wind Energy Penetration in the United States | Black & Veatch | http://www.20percentwind.org/Black_Veatch_20_Percent_Report.pdf | Y | 2007 | 5-4 | 41 | Table 5-1 | Y
Wind |  | U.S. WPC 6 | O&M - Variable | Y | 4.4 | $/MWh | 2030 | 2006 | 2006-2007 | Average - simple | Unspecified | Modeling | Projected | 20 Percent Wind Energy Penetration in the United States | Black & Veatch | http://www.20percentwind.org/Black_Veatch_20_Percent_Report.pdf | Y | 2007 | 5-4 | 41 | Table 5-1 | Y
Wind |  | U.S. WPC 7 | O&M - Variable | Y | 4.4 | $/MWh | 2030 | 2006 | 2006-2007 | Average - simple | Unspecified | Modeling | Projected | 20 Percent Wind Energy Penetration in the United States | Black & Veatch | http://www.20percentwind.org/Black_Veatch_20_Percent_Report.pdf | Y | 2007 | 5-4 | 41 | Table 5-1 | Y
Wind |  | U.S. | Overnight Cost | N | 1923 | $/kW | 2009 | 2007 | 2008 | Average - simple | Unspecified | EIA | Projected | DOE/EIA, Electricity Market Module, March 2009 | DOE/EIA | http://www.eia.doe.gov/oiaf/aeo/assumption/pdf/electricity.pdf#page=5 | Y | 2009 | 104 | 18 | Table 8.13 | Y
Geothermal |  | U.S. | Overnight Cost | N | 1711 | $/kW | 2009 | 2007 | 2008 | Average - simple | Unspecified | EIA | Projected | DOE/EIA, Electricity Market Module, March 2009 | DOE/EIA | http://www.eia.doe.gov/oiaf/aeo/assumption/pdf/electricity.pdf#page=3 | Y | 2009 | 104 | 18 | Table 8.13 | Y | Capital costs before ITC.
Solar PV | Monocrystalline Silicon | U.S. | Profitable Price | Y | 2.5 | $/WDC | 2010 | 2006 | 2006 | Range: minimum | Unspecified | Modeling/Interviews | Projected | PV Technology, Performance, and Cost (2007 update) | Prometheus Institute; published through Greentech Media | http://www.gtmresearch.com/report/pv-technology-performance-and-cost-2007-update | Y | 2007 | 4 | 10 | Figure 1.2 | Y | Module costs include material, labor, manufacturing overheard, and capital depreciation at 14% per annum. Costs omit research, marketing, and general overhead.
Solar PV | Multicrystalline Silicon Cost Ingot | U.S. | Profitable Price | Y | 2.2 | $/WDC | 2010 | 2006 | 2006 | Range: minimum | Unspecified | Modeling/Interviews | Projected | PV Technology, Performance, and Cost (2007 update) | Prometheus Institute; published through Greentech Media | http://www.gtmresearch.com/report/pv-technology-performance-and-cost-2007-update | Y | 2007 | 4 | 10 | Figure 1.2 | Y | Module costs include material, labor, manufacturing overheard, and capital depreciation at 14% per annum. Costs omit research, marketing, and general overhead.
Solar PV | Ribbon/Sheet Silicon | U.S. | Profitable Price | Y | 2.2 | $/WDC | 2010 | 2006 | 2006 | Range: minimum | Unspecified | Modeling/Interviews | Projected | PV Technology, Performance, and Cost (2007 update) | Prometheus Institute; published through Greentech Media | http://www.gtmresearch.com/report/pv-technology-performance-and-cost-2007-update | Y | 2007 | 4 | 10 | Figure 1.2 | Y | Module costs include material, labor, manufacturing overheard, and capital depreciation at 14% per annum. Costs omit research, marketing, and general overhead.
Solar PV | Concentrators Silicon Cell | U.S. | Profitable Price | Y | 2.5 | $/WDC | 2010 | 2006 | 2006 | Range: minimum | Unspecified | Modeling/Interviews | Projected | PV Technology, Performance, and Cost (2007 update) | Prometheus Institute; published through Greentech Media | http://www.gtmresearch.com/report/pv-technology-performance-and-cost-2007-update | Y | 2007 | 4 | 10 | Figure 1.2 | Y | Module costs include material, labor, manufacturing overheard, and capital depreciation at 14% per annum. Costs omit research, marketing, and general overhead.
Solar PV | Amorphous Silicon | U.S. | Profitable Price | Y | 1.75 | $/WDC | 2010 | 2006 | 2006 | Range: minimum | Unspecified | Modeling/Interviews | Projected | PV Technology, Performance, and Cost (2007 update) | Prometheus Institute; published through Greentech Media | http://www.gtmresearch.com/report/pv-technology-performance-and-cost-2007-update | Y | 2007 | 4 | 10 | Figure 1.2 | Y | Module costs include material, labor, manufacturing overheard, and capital depreciation at 14% per annum. Costs omit research, marketing, and general overhead.
Solar PV | Copper Indium (G) Diselenide | U.S. | Profitable Price | Y | 1.75 | $/WDC | 2010 | 2006 | 2006 | Range: minimum | Unspecified | Modeling/Interviews | Projected | PV Technology, Performance, and Cost (2007 update) | Prometheus Institute; published through Greentech Media | http://www.gtmresearch.com/report/pv-technology-performance-and-cost-2007-update | Y | 2007 | 4 | 10 | Figure 1.2 | Y | Module costs include material, labor, manufacturing overheard, and capital depreciation at 14% per annum. Costs omit research, marketing, and general overhead.
Solar PV | Cadmium Telluride (CdTe) | U.S. | Profitable Price | Y | 1.5 | $/WDC | 2010 | 2006 | 2006 | Range: minimum | Unspecified | Modeling/Interviews | Projected | PV Technology, Performance, and Cost (2007 update) | Prometheus Institute; published through Greentech Media | http://www.gtmresearch.com/report/pv-technology-performance-and-cost-2007-update | Y | 2007 | 4 | 10 | Figure 1.2 | Y | Module costs include material, labor, manufacturing overheard, and capital depreciation at 14% per annum. Costs omit research, marketing, and general overhead.
Solar PV | Monocrystalline Silicon | U.S. | Profitable Price | Y | 2.2 | $/WDC | 2015 | 2006 | 2006 | Range: minimum | Unspecified | Modeling/Interviews | Projected | PV Technology, Performance, and Cost (2007 update) | Prometheus Institute; published through Greentech Media | http://www.gtmresearch.com/report/pv-technology-performance-and-cost-2007-update | Y | 2007 | 4 | 10 | Figure 1.2 | Y | Module costs include material, labor, manufacturing overheard, and capital depreciation at 14% per annum. Costs omit research, marketing, and general overhead.
Solar PV | Multicrystalline Silicon Cost Ingot | U.S. | Profitable Price | Y | 2 | $/WDC | 2015 | 2006 | 2006 | Range: minimum | Unspecified | Modeling/Interviews | Projected | PV Technology, Performance, and Cost (2007 update) | Prometheus Institute; published through Greentech Media | http://www.gtmresearch.com/report/pv-technology-performance-and-cost-2007-update | Y | 2007 | 4 | 10 | Figure 1.2 | Y | Module costs include material, labor, manufacturing overheard, and capital depreciation at 14% per annum. Costs omit research, marketing, and general overhead.
Solar PV | Ribbon/Sheet Silicon | U.S. | Profitable Price | Y | 1.7 | $/WDC | 2015 | 2006 | 2006 | Range: minimum | Unspecified | Modeling/Interviews | Projected | PV Technology, Performance, and Cost (2007 update) | Prometheus Institute; published through Greentech Media | http://www.gtmresearch.com/report/pv-technology-performance-and-cost-2007-update | Y | 2007 | 4 | 10 | Figure 1.2 | Y | Module costs include material, labor, manufacturing overheard, and capital depreciation at 14% per annum. Costs omit research, marketing, and general overhead.
Solar PV | Concentrators Silicon Cell | U.S. | Profitable Price | Y | 1.7 | $/WDC | 2015 | 2006 | 2006 | Range: minimum | Unspecified | Modeling/Interviews | Projected | PV Technology, Performance, and Cost (2007 update) | Prometheus Institute; published through Greentech Media | http://www.gtmresearch.com/report/pv-technology-performance-and-cost-2007-update | Y | 2007 | 4 | 10 | Figure 1.2 | Y | Module costs include material, labor, manufacturing overheard, and capital depreciation at 14% per annum. Costs omit research, marketing, and general overhead.
Solar PV | Amorphous Silicon | U.S. | Profitable Price | Y | 1.4 | $/WDC | 2015 | 2006 | 2006 | Range: minimum | Unspecified | Modeling/Interviews | Projected | PV Technology, Performance, and Cost (2007 update) | Prometheus Institute; published through Greentech Media | http://www.gtmresearch.com/report/pv-technology-performance-and-cost-2007-update | Y | 2007 | 4 | 10 | Figure 1.2 | Y | Module costs include material, labor, manufacturing overheard, and capital depreciation at 14% per annum. Costs omit research, marketing, and general overhead.
Solar PV | Copper Indium (G) Diselenide | U.S. | Profitable Price | Y | 1.33 | $/WDC | 2015 | 2006 | 2006 | Range: minimum | Unspecified | Modeling/Interviews | Projected | PV Technology, Performance, and Cost (2007 update) | Prometheus Institute; published through Greentech Media | http://www.gtmresearch.com/report/pv-technology-performance-and-cost-2007-update | Y | 2007 | 4 | 10 | Figure 1.2 | Y | Module costs include material, labor, manufacturing overheard, and capital depreciation at 14% per annum. Costs omit research, marketing, and general overhead.
Solar PV | Cadmium Telluride (CdTe) | U.S. | Profitable Price | Y | 1.25 | $/WDC | 2015 | 2006 | 2006 | Range: minimum | Unspecified | Modeling/Interviews | Projected | PV Technology, Performance, and Cost (2007 update) | Prometheus Institute; published through Greentech Media | http://www.gtmresearch.com/report/pv-technology-performance-and-cost-2007-update | Y | 2007 | 4 | 10 | Figure 1.2 | Y | Module costs include material, labor, manufacturing overheard, and capital depreciation at 14% per annum. Costs omit research, marketing, and general overhead.
Note on H1: DATA YEAR: The year for which the cost metric is valid for. Will be future years for projected cost data.
Note on J1: MARKET YEAR: The "reference" year for the cost metric, from which the data year cost metric is calculated.

## Cost Data- historical secondary
Technology | Technology/Application Detail | Location | Cost Metric | Pre-incentive? (Y or N) | Numerical Value | Unit of Measurement | Data Year | Dollar Year | Market Year | Statistic | # Data points considered | Data Source | Data Type | Publication | Author | Link | Primary source? | Date of Publication | Publication Page | PDF Page | Table/Figure | QAQC? | Notes
Solar PV | Crystalline Silicon | U.S. | Installed Costs - Total | Y | 7 | $/WpAC | 2007 | 2008 | 2007 | Average - simple | Unspecified (> 30 interviews conducted) | Lit review/Interviews/Modeling | Historical | Utility Solar Assessment (USA) Study: Reaching Ten Percent Solar by 2025 | Clean Edge and Co-op America | http://www.cleanedge.com/reports/reports-solarUSA2008.php | N | 2008 | 6 | 6 | Table (unlabeled) | Y | Includes inverter costs. Learning curve of 18% cost reductions for every doubling of projected global manufacturing capacity.
Solar PV | Thin-Film and Low-Price, Bulk-Purchase Crystalline PV | U.S. | Installed Costs - Total | Y | 5.5 | $/WpAC | 2007 | 2008 | 2007 | Average - simple | Unspecified (> 30 interviews conducted) | Lit review/Interviews/Modeling | Historical | Utility Solar Assessment (USA) Study: Reaching Ten Percent Solar by 2025 | Clean Edge and Co-op America | http://www.cleanedge.com/reports/reports-solarUSA2008.php | N | 2008 | 6 | 6 | Table (unlabeled) | Y | Includes inverter costs. Learning curve of 18% cost reductions for every doubling of projected global manufacturing capacity.
CSP |  | U.S. | Installed Costs - Total | Y | 3.5 | $/WpAC | 2007 | 2008 | 2007 | Average - simple | Unspecified | Third-party projections | Historical | Utility Solar Assessment (USA) Study: Reaching Ten Percent Solar by 2025 | Clean Edge and Co-op America | http://www.cleanedge.com/reports/reports-solarUSA2008.php | N | 2008 | 28 | 28 | Table (unlabeled) | Y
Solar PV | Crystalline Silicon | U.S. | LCOE | Y | 19 | ¢/kWh | 2007 | 2008 | 2007 | Range: minimum | Unspecified (> 30 interviews conducted) | Lit review/Interviews/Modeling | Historical | Utility Solar Assessment (USA) Study: Reaching Ten Percent Solar by 2025 | Clean Edge and Co-op America | http://www.cleanedge.com/reports/reports-solarUSA2008.php | N | 2008 | 34 | 34 | Table (unlabeled) | Y | Assumes a useful life of 25 years and discount rate of 6.5%. Learning curve of 18% cost reductions for every doubling of projected global manufacturing capacity. See graphical depiction.
Solar PV | Crystalline Silicon | U.S. | LCOE | Y | 32 | ¢/kWh | 2007 | 2008 | 2007 | Range: maximum | Unspecified (> 30 interviews conducted) | Lit review/Interviews/Modeling | Historical | Utility Solar Assessment (USA) Study: Reaching Ten Percent Solar by 2025 | Clean Edge and Co-op America | http://www.cleanedge.com/reports/reports-solarUSA2008.php | N | 2008 | 34 | 34 | Table (unlabeled) | Y | Assumes a useful life of 25 years and discount rate of 6.5%. Learning curve of 18% cost reductions for every doubling of projected global manufacturing capacity. See graphical depiction.
Solar PV | Thin-Film and Low-Price, Bulk-Purchase Crystalline PV | U.S. | LCOE | Y | 15 | ¢/kWh | 2007 | 2008 | 2007 | Range: minimum | Unspecified (> 30 interviews conducted) | Lit review/Interviews/Modeling | Historical | Utility Solar Assessment (USA) Study: Reaching Ten Percent Solar by 2025 | Clean Edge and Co-op America | http://www.cleanedge.com/reports/reports-solarUSA2008.php | N | 2008 | 34 | 34 | Table (unlabeled) | Y | Assumes a useful life of 25 years and discount rate of 6.5%. Learning curve of 18% cost reductions for every doubling of projected global manufacturing capacity. See graphical depiction.
Solar PV | Thin-Film and Low-Price, Bulk-Purchase Crystalline PV | U.S. | LCOE | Y | 25 | ¢/kWh | 2007 | 2008 | 2007 | Range: maximum | Unspecified (> 30 interviews conducted) | Lit review/Interviews/Modeling | Historical | Utility Solar Assessment (USA) Study: Reaching Ten Percent Solar by 2025 | Clean Edge and Co-op America | http://www.cleanedge.com/reports/reports-solarUSA2008.php | N | 2008 | 34 | 34 | Table (unlabeled) | Y | Assumes a useful life of 25 years and discount rate of 6.5%. Learning curve of 18% cost reductions for every doubling of projected global manufacturing capacity. See graphical depiction.
CSP | 15 MW/Yr CSPV | AZ | Installed Costs - Total | Y | 5000 | $/kW | 2006 | 2006 | 2006 | Average - simple | Unspecified | Interviews | Historical | Arizona Solar Electric Roadmap Study Full Report | Navigant Consulting | http://www.sfaz.org/Common/Files/az_solar_electric_roadmap_study_full_report.pdf | N | 2007 | 90 | 93 |  | Corrected 5/22/2009
CSP | 15 MW/Yr CSPV | AZ | O&M - Fixed | Y | 45 | $/kW-Yr | 2006 | 2006 | 2006 | Average - simple | Unspecified | Interviews | Historical | Arizona Solar Electric Roadmap Study Full Report | Navigant Consulting | http://www.sfaz.org/Common/Files/az_solar_electric_roadmap_study_full_report.pdf | N | 2007 | 90 | 93 |  | Corrected 5/22/2009
CSP | 15 MW/Yr CSPV | AZ | Capacity Factor | Y | 23 | % | 2006 | 2006 | 2006 | Average - simple | Unspecified | Interviews | Historical | Arizona Solar Electric Roadmap Study Full Report | Navigant Consulting | http://www.sfaz.org/Common/Files/az_solar_electric_roadmap_study_full_report.pdf | N | 2007 | 90 | 93 |  | Corrected 5/22/2009
Solar PV | 2.5 kW ≤ Residential system ≤ 3 kW | AZ | Capacity Factor |  | 18.3 | $/kW-Yr | 2006 |  | 2006 | Average - simple | Unspecified | Interviews | Historical | Arizona Solar Electric Roadmap Study Full Report | Navigant Consulting | http://www.sfaz.org/Common/Files/az_solar_electric_roadmap_study_full_report.pdf | N | 2007 | 66 | 69 |  | Y | Capacity factor estimated for Phoenix, AZ
Solar PV | 2.5 kW ≤ Residential system ≤ 3 kW | AZ | Installed Costs - Total | Y | 9000 | $/kWpAC | 2006 | 2006 | 2006 | Average - simple | Unspecified | Interviews | Historical | Arizona Solar Electric Roadmap Study Full Report | Navigant Consulting | http://www.sfaz.org/Common/Files/az_solar_electric_roadmap_study_full_report.pdf | N | 2007 | 66 | 69 |  | Y | 82% DC to AC rating factor assumed
Solar PV | 2.5 kW ≤ Residential system ≤ 3 kW | AZ | O&M | Y | 15 | $/kW-Yr | 2006 | 2006 | 2006 | Average - simple | Unspecified | Interviews | Historical | Arizona Solar Electric Roadmap Study Full Report | Navigant Consulting | http://www.sfaz.org/Common/Files/az_solar_electric_roadmap_study_full_report.pdf | N | 2007 | 66 | 69 |  | Y | Excludes inverter replacement, which is assumed to happen every 10 years.
Solar PV | 2.5 kW ≤ Residential system ≤ 3 kW | AZ | Project Life | Y | 25 | yrs | 2006 | 2006 | 2006 | Average - simple | Unspecified | Interviews | Historical | Arizona Solar Electric Roadmap Study Full Report | Navigant Consulting | http://www.sfaz.org/Common/Files/az_solar_electric_roadmap_study_full_report.pdf | N | 2007 | 66 | 69 |  | Y
Solar PV | 50 kW ≤ Commercial system ≤ 300 kW | AZ | Capacity Factor |  | 16 | % | 2006 |  | 2006 | Average - simple | Unspecified | Interviews | Historical | Arizona Solar Electric Roadmap Study Full Report | Navigant Consulting | http://www.sfaz.org/Common/Files/az_solar_electric_roadmap_study_full_report.pdf | N | 2007 | 67 | 70 |  | Y | Capacity factor estimated for Phoenix, AZ
Solar PV | 50 kW ≤ Commercial system ≤ 300 kW | AZ | Installed Costs - Total | Y | 7500 | $/kWpAC | 2006 | 2006 | 2006 | Average - simple | Unspecified | Interviews | Historical | Arizona Solar Electric Roadmap Study Full Report | Navigant Consulting | http://www.sfaz.org/Common/Files/az_solar_electric_roadmap_study_full_report.pdf | N | 2007 | 67 | 70 |  | Y | 82% DC to AC rating factor assumed
Solar PV | 50 kW ≤ Commercial system ≤ 300 kW | AZ | O&M | Y | 30 | $/kW-Yr | 2006 | 2006 | 2006 | Average - simple | Unspecified | Interviews | Historical | Arizona Solar Electric Roadmap Study Full Report | Navigant Consulting | http://www.sfaz.org/Common/Files/az_solar_electric_roadmap_study_full_report.pdf | N | 2007 | 67 | 70 |  | Y | Excludes inverter replacement, which is assumed to happen every 10 years.
Solar PV | 50 kW ≤ Commercial system ≤ 300 kW | AZ | Project Life | Y | 25 | yrs | 2006 | 2006 | 2006 | Average - simple | Unspecified | Interviews | Historical | Arizona Solar Electric Roadmap Study Full Report | Navigant Consulting | http://www.sfaz.org/Common/Files/az_solar_electric_roadmap_study_full_report.pdf | N | 2007 | 67 | 70 |  | Y
Solar PV | 5 MW Central Station | AZ | Capacity Factor |  | 25 | % | 2006 |  | 2006 | Average - simple | Unspecified | Interviews | Historical | Arizona Solar Electric Roadmap Study Full Report | Navigant Consulting | http://www.sfaz.org/Common/Files/az_solar_electric_roadmap_study_full_report.pdf | N | 2007 | 70 | 73 |  | Y | Capacity factor estimated for Phoenix, AZ
Solar PV | 5 MW Central Station | AZ | Installed Costs - Total | Y | 8000 | $/kWpAC | 2006 | 2006 | 2006 | Average - simple | Unspecified | Interviews | Historical | Arizona Solar Electric Roadmap Study Full Report | Navigant Consulting | http://www.sfaz.org/Common/Files/az_solar_electric_roadmap_study_full_report.pdf | N | 2007 | 70 | 73 |  | Y | 82% DC to AC rating factor assumed
Solar PV | 5 MW Central Station | AZ | O&M | Y | 30 | $/kW-Yr | 2006 | 2006 | 2006 | Average - simple | Unspecified | Interviews | Historical | Arizona Solar Electric Roadmap Study Full Report | Navigant Consulting | http://www.sfaz.org/Common/Files/az_solar_electric_roadmap_study_full_report.pdf | N | 2007 | 70 | 73 |  | Y | Excludes inverter replacement, which is assumed to happen every 10 years.
Solar PV | 5 MW Central Station | AZ | Project Life | Y | 25 | yrs | 2006 | 2006 | 2006 | Average - simple | Unspecified | Interviews | Historical | Arizona Solar Electric Roadmap Study Full Report | Navigant Consulting | http://www.sfaz.org/Common/Files/az_solar_electric_roadmap_study_full_report.pdf | N | 2007 | 70 | 73 |  | Y
CSP | 15 MW/Yr Dish Stirling | AZ | Capacity Factor |  | 23 | % | 2006 |  | 2006 | Average - simple | Unspecified | Interviews | Historical | Arizona Solar Electric Roadmap Study Full Report | Navigant Consulting | http://www.sfaz.org/Common/Files/az_solar_electric_roadmap_study_full_report.pdf | N | 2007 | 80 | 83 |  | Y | Capacity factor estimated for high insolation systems in Phoenix, AZ
CSP | 25 kW Dish engine | AZ | Installed Costs - Total | Y | 8000 | $/kW | 2006 | 2006 | 2006 | Average - simple | Unspecified | Interviews | Historical | Arizona Solar Electric Roadmap Study Full Report | Navigant Consulting | http://www.sfaz.org/Common/Files/az_solar_electric_roadmap_study_full_report.pdf | N | 2007 | 80 | 83 |  | Y
CSP | 15 MW/Yr Dish Stirling | AZ | Installed Costs - Total | Y | 6000 | $/kW | 2006 | 2006 | 2006 | Average - simple | Unspecified | Interviews | Historical | Arizona Solar Electric Roadmap Study Full Report | Navigant Consulting | http://www.sfaz.org/Common/Files/az_solar_electric_roadmap_study_full_report.pdf | N | 2007 | 80 | 83 |  | Y
CSP | 15 MW/Yr Dish Stirling | AZ | O&M | Y | 200 | $/kW-Yr | 2006 | 2006 | 2006 | Average - simple | Unspecified | Interviews | Historical | Arizona Solar Electric Roadmap Study Full Report | Navigant Consulting | http://www.sfaz.org/Common/Files/az_solar_electric_roadmap_study_full_report.pdf | N | 2007 | 80 | 83 |  | Y
CSP | 15 MW/Yr Dish Stirling | AZ | Project Life | Y | 25 | yrs | 2006 | 2006 | 2006 | Average - simple | Unspecified | Interviews | Historical | Arizona Solar Electric Roadmap Study Full Report | Navigant Consulting | http://www.sfaz.org/Common/Files/az_solar_electric_roadmap_study_full_report.pdf | N | 2007 | 80 | 83 |  | Y
CSP | 15 MW/Yr CSPV | AZ | Project Life | Y | 25 | yrs | 2006 | 2006 | 2006 | Average - simple | Unspecified | Interviews | Historical | Arizona Solar Electric Roadmap Study Full Report | Navigant Consulting | http://www.sfaz.org/Common/Files/az_solar_electric_roadmap_study_full_report.pdf | N | 2007 | 90 | 93 |  | Y

## Cost Data- projection secondary
Technology | Technology/Application Detail | Location | Cost Metric | Pre-incentive? (Y or N) | Numerical Value | Unit of Measurement | Data Year | Dollar Year | Market Year | Statistic | # Data points considered | Data Source | Data Type | Publication | Author | Link | Primary source? | Date of Publication | Publication Page | PDF Page | Table/Figure | QAQC? | Notes
Solar PV | Crystalline Silicon | U.S. | Installed Costs - Total | Y | 6.5 | $/WpAC | 2008 | 2008 | 2007 | Average - simple | Unspecified (> 30 interviews conducted) | Lit review/Interviews/Modeling | Projected | Utility Solar Assessment (USA) Study: Reaching Ten Percent Solar by 2025 | Clean Edge and Co-op America | http://www.cleanedge.com/reports/reports-solarUSA2008.php | N | 2008 | 6 | 6 | Table (unlabeled) | Y | Includes inverter costs. Learning curve of 18% cost reductions for every doubling of projected global manufacturing capacity.
Solar PV | Thin-Film and Low-Price, Bulk-Purchase Crystalline PV | U.S. | Installed Costs - Total | Y | 5.1 | $/WpAC | 2008 | 2008 | 2007 | Average - simple | Unspecified (> 30 interviews conducted) | Lit review/Interviews/Modeling | Projected | Utility Solar Assessment (USA) Study: Reaching Ten Percent Solar by 2025 | Clean Edge and Co-op America | http://www.cleanedge.com/reports/reports-solarUSA2008.php | N | 2008 | 6 | 6 | Table (unlabeled) | Y | Includes inverter costs. Learning curve of 18% cost reductions for every doubling of projected global manufacturing capacity.
Solar PV | Crystalline Silicon | U.S. | Installed Costs - Total | Y | 6.03 | $/WpAC | 2009 | 2008 | 2007 | Average - simple | Unspecified (> 30 interviews conducted) | Lit review/Interviews/Modeling | Projected | Utility Solar Assessment (USA) Study: Reaching Ten Percent Solar by 2025 | Clean Edge and Co-op America | http://www.cleanedge.com/reports/reports-solarUSA2008.php | N | 2008 | 6 | 6 | Table (unlabeled) | Y | Includes inverter costs. Learning curve of 18% cost reductions for every doubling of projected global manufacturing capacity.
Solar PV | Thin-Film and Low-Price, Bulk-Purchase Crystalline PV | U.S. | Installed Costs - Total | Y | 4.74 | $/WpAC | 2009 | 2008 | 2007 | Average - simple | Unspecified (> 30 interviews conducted) | Lit review/Interviews/Modeling | Projected | Utility Solar Assessment (USA) Study: Reaching Ten Percent Solar by 2025 | Clean Edge and Co-op America | http://www.cleanedge.com/reports/reports-solarUSA2008.php | N | 2008 | 6 | 6 | Table (unlabeled) | Y | Includes inverter costs. Learning curve of 18% cost reductions for every doubling of projected global manufacturing capacity.
Solar PV | Crystalline Silicon | U.S. | Installed Costs - Total | Y | 5.59 | $/WpAC | 2010 | 2008 | 2007 | Average - simple | Unspecified (> 30 interviews conducted) | Lit review/Interviews/Modeling | Projected | Utility Solar Assessment (USA) Study: Reaching Ten Percent Solar by 2025 | Clean Edge and Co-op America | http://www.cleanedge.com/reports/reports-solarUSA2008.php | N | 2008 | 6 | 6 | Table (unlabeled) | Y | Includes inverter costs. Learning curve of 18% cost reductions for every doubling of projected global manufacturing capacity.
Solar PV | Thin-Film and Low-Price, Bulk-Purchase Crystalline PV | U.S. | Installed Costs - Total | Y | 4.39 | $/WpAC | 2010 | 2008 | 2007 | Average - simple | Unspecified (> 30 interviews conducted) | Lit review/Interviews/Modeling | Projected | Utility Solar Assessment (USA) Study: Reaching Ten Percent Solar by 2025 | Clean Edge and Co-op America | http://www.cleanedge.com/reports/reports-solarUSA2008.php | N | 2008 | 6 | 6 | Table (unlabeled) | Y | Includes inverter costs. Learning curve of 18% cost reductions for every doubling of projected global manufacturing capacity.
Solar PV | Crystalline Silicon | U.S. | Installed Costs - Total | Y | 5.19 | $/WpAC | 2011 | 2008 | 2007 | Average - simple | Unspecified (> 30 interviews conducted) | Lit review/Interviews/Modeling | Projected | Utility Solar Assessment (USA) Study: Reaching Ten Percent Solar by 2025 | Clean Edge and Co-op America | http://www.cleanedge.com/reports/reports-solarUSA2008.php | N | 2008 | 6 | 6 | Table (unlabeled) | Y | Includes inverter costs. Learning curve of 18% cost reductions for every doubling of projected global manufacturing capacity.
Solar PV | Thin-Film and Low-Price, Bulk-Purchase Crystalline PV | U.S. | Installed Costs - Total | Y | 4.08 | $/WpAC | 2011 | 2008 | 2007 | Average - simple | Unspecified (> 30 interviews conducted) | Lit review/Interviews/Modeling | Projected | Utility Solar Assessment (USA) Study: Reaching Ten Percent Solar by 2025 | Clean Edge and Co-op America | http://www.cleanedge.com/reports/reports-solarUSA2008.php | N | 2008 | 6 | 6 | Table (unlabeled) | Y | Includes inverter costs. Learning curve of 18% cost reductions for every doubling of projected global manufacturing capacity.
Solar PV | Crystalline Silicon | U.S. | Installed Costs - Total | Y | 4.82 | $/WpAC | 2012 | 2008 | 2007 | Average - simple | Unspecified (> 30 interviews conducted) | Lit review/Interviews/Modeling | Projected | Utility Solar Assessment (USA) Study: Reaching Ten Percent Solar by 2025 | Clean Edge and Co-op America | http://www.cleanedge.com/reports/reports-solarUSA2008.php | N | 2008 | 6 | 6 | Table (unlabeled) | Y | Includes inverter costs. Learning curve of 18% cost reductions for every doubling of projected global manufacturing capacity.
Solar PV | Thin-Film and Low-Price, Bulk-Purchase Crystalline PV | U.S. | Installed Costs - Total | Y | 3.78 | $/WpAC | 2012 | 2008 | 2007 | Average - simple | Unspecified (> 30 interviews conducted) | Lit review/Interviews/Modeling | Projected | Utility Solar Assessment (USA) Study: Reaching Ten Percent Solar by 2025 | Clean Edge and Co-op America | http://www.cleanedge.com/reports/reports-solarUSA2008.php | N | 2008 | 6 | 6 | Table (unlabeled) | Y | Includes inverter costs. Learning curve of 18% cost reductions for every doubling of projected global manufacturing capacity.
Solar PV | Crystalline Silicon | U.S. | Installed Costs - Total | Y | 4.47 | $/WpAC | 2013 | 2008 | 2007 | Average - simple | Unspecified (> 30 interviews conducted) | Lit review/Interviews/Modeling | Projected | Utility Solar Assessment (USA) Study: Reaching Ten Percent Solar by 2025 | Clean Edge and Co-op America | http://www.cleanedge.com/reports/reports-solarUSA2008.php | N | 2008 | 6 | 6 | Table (unlabeled) | Y | Includes inverter costs. Learning curve of 18% cost reductions for every doubling of projected global manufacturing capacity.
Solar PV | Thin-Film and Low-Price, Bulk-Purchase Crystalline PV | U.S. | Installed Costs - Total | Y | 3.51 | $/WpAC | 2013 | 2008 | 2007 | Average - simple | Unspecified (> 30 interviews conducted) | Lit review/Interviews/Modeling | Projected | Utility Solar Assessment (USA) Study: Reaching Ten Percent Solar by 2025 | Clean Edge and Co-op America | http://www.cleanedge.com/reports/reports-solarUSA2008.php | N | 2008 | 6 | 6 | Table (unlabeled) | Y | Includes inverter costs. Learning curve of 18% cost reductions for every doubling of projected global manufacturing capacity.
Solar PV | Crystalline Silicon | U.S. | Installed Costs - Total | Y | 4.15 | $/WpAC | 2014 | 2008 | 2007 | Average - simple | Unspecified (> 30 interviews conducted) | Lit review/Interviews/Modeling | Projected | Utility Solar Assessment (USA) Study: Reaching Ten Percent Solar by 2025 | Clean Edge and Co-op America | http://www.cleanedge.com/reports/reports-solarUSA2008.php | N | 2008 | 6 | 6 | Table (unlabeled) | Y | Includes inverter costs. Learning curve of 18% cost reductions for every doubling of projected global manufacturing capacity.
Solar PV | Thin-Film and Low-Price, Bulk-Purchase Crystalline PV | U.S. | Installed Costs - Total | Y | 3.26 | $/WpAC | 2014 | 2008 | 2007 | Average - simple | Unspecified (> 30 interviews conducted) | Lit review/Interviews/Modeling | Projected | Utility Solar Assessment (USA) Study: Reaching Ten Percent Solar by 2025 | Clean Edge and Co-op America | http://www.cleanedge.com/reports/reports-solarUSA2008.php | N | 2008 | 6 | 6 | Table (unlabeled) | Y | Includes inverter costs. Learning curve of 18% cost reductions for every doubling of projected global manufacturing capacity.
Solar PV | Crystalline Silicon | U.S. | Installed Costs - Total | Y | 3.85 | $/WpAC | 2015 | 2008 | 2007 | Average - simple | Unspecified (> 30 interviews conducted) | Lit review/Interviews/Modeling | Projected | Utility Solar Assessment (USA) Study: Reaching Ten Percent Solar by 2025 | Clean Edge and Co-op America | http://www.cleanedge.com/reports/reports-solarUSA2008.php | N | 2008 | 6 | 6 | Table (unlabeled) | Y | Includes inverter costs. Learning curve of 18% cost reductions for every doubling of projected global manufacturing capacity.
Solar PV | Thin-Film and Low-Price, Bulk-Purchase Crystalline PV | U.S. | Installed Costs - Total | Y | 3.02 | $/WpAC | 2015 | 2008 | 2007 | Average - simple | Unspecified (> 30 interviews conducted) | Lit review/Interviews/Modeling | Projected | Utility Solar Assessment (USA) Study: Reaching Ten Percent Solar by 2025 | Clean Edge and Co-op America | http://www.cleanedge.com/reports/reports-solarUSA2008.php | N | 2008 | 6 | 6 | Table (unlabeled) | Y | Includes inverter costs. Learning curve of 18% cost reductions for every doubling of projected global manufacturing capacity.
Solar PV | Crystalline Silicon | U.S. | Installed Costs - Total | Y | 3.57 | $/WpAC | 2016 | 2008 | 2007 | Average - simple | Unspecified (> 30 interviews conducted) | Lit review/Interviews/Modeling | Projected | Utility Solar Assessment (USA) Study: Reaching Ten Percent Solar by 2025 | Clean Edge and Co-op America | http://www.cleanedge.com/reports/reports-solarUSA2008.php | N | 2008 | 6 | 6 | Table (unlabeled) | Y | Includes inverter costs. Learning curve of 18% cost reductions for every doubling of projected global manufacturing capacity.
Solar PV | Thin-Film and Low-Price, Bulk-Purchase Crystalline PV | U.S. | Installed Costs - Total | Y | 2.81 | $/WpAC | 2016 | 2008 | 2007 | Average - simple | Unspecified (> 30 interviews conducted) | Lit review/Interviews/Modeling | Projected | Utility Solar Assessment (USA) Study: Reaching Ten Percent Solar by 2025 | Clean Edge and Co-op America | http://www.cleanedge.com/reports/reports-solarUSA2008.php | N | 2008 | 6 | 6 | Table (unlabeled) | Y | Includes inverter costs. Learning curve of 18% cost reductions for every doubling of projected global manufacturing capacity.
Solar PV | Crystalline Silicon | U.S. | Installed Costs - Total | Y | 3.31 | $/WpAC | 2017 | 2008 | 2007 | Average - simple | Unspecified (> 30 interviews conducted) | Lit review/Interviews/Modeling | Projected | Utility Solar Assessment (USA) Study: Reaching Ten Percent Solar by 2025 | Clean Edge and Co-op America | http://www.cleanedge.com/reports/reports-solarUSA2008.php | N | 2008 | 6 | 6 | Table (unlabeled) | Y | Includes inverter costs. Learning curve of 18% cost reductions for every doubling of projected global manufacturing capacity.
Solar PV | Thin-Film and Low-Price, Bulk-Purchase Crystalline PV | U.S. | Installed Costs - Total | Y | 2.6 | $/WpAC | 2017 | 2008 | 2007 | Average - simple | Unspecified (> 30 interviews conducted) | Lit review/Interviews/Modeling | Projected | Utility Solar Assessment (USA) Study: Reaching Ten Percent Solar by 2025 | Clean Edge and Co-op America | http://www.cleanedge.com/reports/reports-solarUSA2008.php | N | 2008 | 6 | 6 | Table (unlabeled) | Y | Includes inverter costs. Learning curve of 18% cost reductions for every doubling of projected global manufacturing capacity.
Solar PV | Crystalline Silicon | U.S. | Installed Costs - Total | Y | 3.08 | $/WpAC | 2018 | 2008 | 2007 | Average - simple | Unspecified (> 30 interviews conducted) | Lit review/Interviews/Modeling | Projected | Utility Solar Assessment (USA) Study: Reaching Ten Percent Solar by 2025 | Clean Edge and Co-op America | http://www.cleanedge.com/reports/reports-solarUSA2008.php | N | 2008 | 6 | 6 | Table (unlabeled) | Y | Includes inverter costs. Learning curve of 18% cost reductions for every doubling of projected global manufacturing capacity.
Solar PV | Thin-Film and Low-Price, Bulk-Purchase Crystalline PV | U.S. | Installed Costs - Total | Y | 2.42 | $/WpAC | 2018 | 2008 | 2007 | Average - simple | Unspecified (> 30 interviews conducted) | Lit review/Interviews/Modeling | Projected | Utility Solar Assessment (USA) Study: Reaching Ten Percent Solar by 2025 | Clean Edge and Co-op America | http://www.cleanedge.com/reports/reports-solarUSA2008.php | N | 2008 | 6 | 6 | Table (unlabeled) | Y | Includes inverter costs. Learning curve of 18% cost reductions for every doubling of projected global manufacturing capacity.
Solar PV | Crystalline Silicon | U.S. | Installed Costs - Total | Y | 2.85 | $/WpAC | 2019 | 2008 | 2007 | Average - simple | Unspecified (> 30 interviews conducted) | Lit review/Interviews/Modeling | Projected | Utility Solar Assessment (USA) Study: Reaching Ten Percent Solar by 2025 | Clean Edge and Co-op America | http://www.cleanedge.com/reports/reports-solarUSA2008.php | N | 2008 | 6 | 6 | Table (unlabeled) | Y | Includes inverter costs. Learning curve of 18% cost reductions for every doubling of projected global manufacturing capacity.
Solar PV | Thin-Film and Low-Price, Bulk-Purchase Crystalline PV | U.S. | Installed Costs - Total | Y | 2.24 | $/WpAC | 2019 | 2008 | 2007 | Average - simple | Unspecified (> 30 interviews conducted) | Lit review/Interviews/Modeling | Projected | Utility Solar Assessment (USA) Study: Reaching Ten Percent Solar by 2025 | Clean Edge and Co-op America | http://www.cleanedge.com/reports/reports-solarUSA2008.php | N | 2008 | 6 | 6 | Table (unlabeled) | Y | Includes inverter costs. Learning curve of 18% cost reductions for every doubling of projected global manufacturing capacity.
Solar PV | Crystalline Silicon | U.S. | Installed Costs - Total | Y | 2.65 | $/WpAC | 2020 | 2008 | 2007 | Average - simple | Unspecified (> 30 interviews conducted) | Lit review/Interviews/Modeling | Projected | Utility Solar Assessment (USA) Study: Reaching Ten Percent Solar by 2025 | Clean Edge and Co-op America | http://www.cleanedge.com/reports/reports-solarUSA2008.php | N | 2008 | 6 | 6 | Table (unlabeled) | Y | Includes inverter costs. Learning curve of 18% cost reductions for every doubling of projected global manufacturing capacity.
Solar PV | Thin-Film and Low-Price, Bulk-Purchase Crystalline PV | U.S. | Installed Costs - Total | Y | 2.08 | $/WpAC | 2020 | 2008 | 2007 | Average - simple | Unspecified (> 30 interviews conducted) | Lit review/Interviews/Modeling | Projected | Utility Solar Assessment (USA) Study: Reaching Ten Percent Solar by 2025 | Clean Edge and Co-op America | http://www.cleanedge.com/reports/reports-solarUSA2008.php | N | 2008 | 6 | 6 | Table (unlabeled) | Y | Includes inverter costs. Learning curve of 18% cost reductions for every doubling of projected global manufacturing capacity.
Solar PV | Crystalline Silicon | U.S. | Installed Costs - Total | Y | 2.46 | $/WpAC | 2021 | 2008 | 2007 | Average - simple | Unspecified (> 30 interviews conducted) | Lit review/Interviews/Modeling | Projected | Utility Solar Assessment (USA) Study: Reaching Ten Percent Solar by 2025 | Clean Edge and Co-op America | http://www.cleanedge.com/reports/reports-solarUSA2008.php | N | 2008 | 6 | 6 | Table (unlabeled) | Y | Includes inverter costs. Learning curve of 18% cost reductions for every doubling of projected global manufacturing capacity.
Solar PV | Thin-Film and Low-Price, Bulk-Purchase Crystalline PV | U.S. | Installed Costs - Total | Y | 1.93 | $/WpAC | 2021 | 2008 | 2007 | Average - simple | Unspecified (> 30 interviews conducted) | Lit review/Interviews/Modeling | Projected | Utility Solar Assessment (USA) Study: Reaching Ten Percent Solar by 2025 | Clean Edge and Co-op America | http://www.cleanedge.com/reports/reports-solarUSA2008.php | N | 2008 | 6 | 6 | Table (unlabeled) | Y | Includes inverter costs. Learning curve of 18% cost reductions for every doubling of projected global manufacturing capacity.
Solar PV | Crystalline Silicon | U.S. | Installed Costs - Total | Y | 2.28 | $/WpAC | 2022 | 2008 | 2007 | Average - simple | Unspecified (> 30 interviews conducted) | Lit review/Interviews/Modeling | Projected | Utility Solar Assessment (USA) Study: Reaching Ten Percent Solar by 2025 | Clean Edge and Co-op America | http://www.cleanedge.com/reports/reports-solarUSA2008.php | N | 2008 | 6 | 6 | Table (unlabeled) | Y | Includes inverter costs. Learning curve of 18% cost reductions for every doubling of projected global manufacturing capacity.
Solar PV | Thin-Film and Low-Price, Bulk-Purchase Crystalline PV | U.S. | Installed Costs - Total | Y | 1.79 | $/WpAC | 2022 | 2008 | 2007 | Average - simple | Unspecified (> 30 interviews conducted) | Lit review/Interviews/Modeling | Projected | Utility Solar Assessment (USA) Study: Reaching Ten Percent Solar by 2025 | Clean Edge and Co-op America | http://www.cleanedge.com/reports/reports-solarUSA2008.php | N | 2008 | 6 | 6 | Table (unlabeled) | Y | Includes inverter costs. Learning curve of 18% cost reductions for every doubling of projected global manufacturing capacity.
Solar PV | Crystalline Silicon | U.S. | Installed Costs - Total | Y | 2.12 | $/WpAC | 2023 | 2008 | 2007 | Average - simple | Unspecified (> 30 interviews conducted) | Lit review/Interviews/Modeling | Projected | Utility Solar Assessment (USA) Study: Reaching Ten Percent Solar by 2025 | Clean Edge and Co-op America | http://www.cleanedge.com/reports/reports-solarUSA2008.php | N | 2008 | 6 | 6 | Table (unlabeled) | Y | Includes inverter costs. Learning curve of 18% cost reductions for every doubling of projected global manufacturing capacity.
Solar PV | Thin-Film and Low-Price, Bulk-Purchase Crystalline PV | U.S. | Installed Costs - Total | Y | 1.66 | $/WpAC | 2023 | 2008 | 2007 | Average - simple | Unspecified (> 30 interviews conducted) | Lit review/Interviews/Modeling | Projected | Utility Solar Assessment (USA) Study: Reaching Ten Percent Solar by 2025 | Clean Edge and Co-op America | http://www.cleanedge.com/reports/reports-solarUSA2008.php | N | 2008 | 6 | 6 | Table (unlabeled) | Y | Includes inverter costs. Learning curve of 18% cost reductions for every doubling of projected global manufacturing capacity.
Solar PV | Crystalline Silicon | U.S. | Installed Costs - Total | Y | 1.96 | $/WpAC | 2024 | 2008 | 2007 | Average - simple | Unspecified (> 30 interviews conducted) | Lit review/Interviews/Modeling | Projected | Utility Solar Assessment (USA) Study: Reaching Ten Percent Solar by 2025 | Clean Edge and Co-op America | http://www.cleanedge.com/reports/reports-solarUSA2008.php | N | 2008 | 6 | 6 | Table (unlabeled) | Y | Includes inverter costs. Learning curve of 18% cost reductions for every doubling of projected global manufacturing capacity.
Solar PV | Thin-Film and Low-Price, Bulk-Purchase Crystalline PV | U.S. | Installed Costs - Total | Y | 1.54 | $/WpAC | 2024 | 2008 | 2007 | Average - simple | Unspecified (> 30 interviews conducted) | Lit review/Interviews/Modeling | Projected | Utility Solar Assessment (USA) Study: Reaching Ten Percent Solar by 2025 | Clean Edge and Co-op America | http://www.cleanedge.com/reports/reports-solarUSA2008.php | N | 2008 | 6 | 6 | Table (unlabeled) | Y | Includes inverter costs. Learning curve of 18% cost reductions for every doubling of projected global manufacturing capacity.
Solar PV | Crystalline Silicon | U.S. | Installed Costs - Total | Y | 1.82 | $/WpAC | 2025 | 2008 | 2007 | Average - simple | Unspecified (> 30 interviews conducted) | Lit review/Interviews/Modeling | Projected | Utility Solar Assessment (USA) Study: Reaching Ten Percent Solar by 2025 | Clean Edge and Co-op America | http://www.cleanedge.com/reports/reports-solarUSA2008.php | N | 2008 | 6 | 6 | Table (unlabeled) | Y | Includes inverter costs. Learning curve of 18% cost reductions for every doubling of projected global manufacturing capacity.
Solar PV | Thin-Film and Low-Price, Bulk-Purchase Crystalline PV | U.S. | Installed Costs - Total | Y | 1.43 | $/WpAC | 2025 | 2008 | 2007 | Average - simple | Unspecified (> 30 interviews conducted) | Lit review/Interviews/Modeling | Projected | Utility Solar Assessment (USA) Study: Reaching Ten Percent Solar by 2025 | Clean Edge and Co-op America | http://www.cleanedge.com/reports/reports-solarUSA2008.php | N | 2008 | 6 | 6 | Table (unlabeled) | Y | Includes inverter costs. Learning curve of 18% cost reductions for every doubling of projected global manufacturing capacity.
CSP |  | U.S. | Installed Costs - Total | Y | 3.24 | $/WpAC | 2008 | 2008 | 2007 | Average - simple | Unspecified | Third-party projections | Projected | Utility Solar Assessment (USA) Study: Reaching Ten Percent Solar by 2025 | Clean Edge and Co-op America | http://www.cleanedge.com/reports/reports-solarUSA2008.php | N | 2008 | 28 | 28 | Table (unlabeled) | Y
CSP |  | U.S. | Installed Costs - Total | Y | 3 | $/WpAC | 2009 | 2008 | 2007 | Average - simple | Unspecified | Third-party projections | Projected | Utility Solar Assessment (USA) Study: Reaching Ten Percent Solar by 2025 | Clean Edge and Co-op America | http://www.cleanedge.com/reports/reports-solarUSA2008.php | N | 2008 | 28 | 28 | Table (unlabeled) | Y
CSP |  | U.S. | Installed Costs - Total | Y | 2.78 | $/WpAC | 2010 | 2008 | 2007 | Average - simple | Unspecified | Third-party projections | Projected | Utility Solar Assessment (USA) Study: Reaching Ten Percent Solar by 2025 | Clean Edge and Co-op America | http://www.cleanedge.com/reports/reports-solarUSA2008.php | N | 2008 | 28 | 28 | Table (unlabeled) | Y
CSP |  | U.S. | Installed Costs - Total | Y | 2.57 | $/WpAC | 2011 | 2008 | 2007 | Average - simple | Unspecified | Third-party projections | Projected | Utility Solar Assessment (USA) Study: Reaching Ten Percent Solar by 2025 | Clean Edge and Co-op America | http://www.cleanedge.com/reports/reports-solarUSA2008.php | N | 2008 | 28 | 28 | Table (unlabeled) | Y
CSP |  | U.S. | Installed Costs - Total | Y | 2.38 | $/WpAC | 2012 | 2008 | 2007 | Average - simple | Unspecified | Third-party projections | Projected | Utility Solar Assessment (USA) Study: Reaching Ten Percent Solar by 2025 | Clean Edge and Co-op America | http://www.cleanedge.com/reports/reports-solarUSA2008.php | N | 2008 | 28 | 28 | Table (unlabeled) | Y
CSP |  | U.S. | Installed Costs - Total | Y | 2.21 | $/WpAC | 2013 | 2008 | 2007 | Average - simple | Unspecified | Third-party projections | Projected | Utility Solar Assessment (USA) Study: Reaching Ten Percent Solar by 2025 | Clean Edge and Co-op America | http://www.cleanedge.com/reports/reports-solarUSA2008.php | N | 2008 | 28 | 28 | Table (unlabeled) | Y
CSP |  | U.S. | Installed Costs - Total | Y | 2.04 | $/WpAC | 2014 | 2008 | 2007 | Average - simple | Unspecified | Third-party projections | Projected | Utility Solar Assessment (USA) Study: Reaching Ten Percent Solar by 2025 | Clean Edge and Co-op America | http://www.cleanedge.com/reports/reports-solarUSA2008.php | N | 2008 | 28 | 28 | Table (unlabeled) | Y
CSP |  | U.S. | Installed Costs - Total | Y | 1.89 | $/WpAC | 2015 | 2008 | 2007 | Average - simple | Unspecified | Third-party projections | Projected | Utility Solar Assessment (USA) Study: Reaching Ten Percent Solar by 2025 | Clean Edge and Co-op America | http://www.cleanedge.com/reports/reports-solarUSA2008.php | N | 2008 | 28 | 28 | Table (unlabeled) | Y
CSP |  | U.S. | Installed Costs - Total | Y | 1.75 | $/WpAC | 2016 | 2008 | 2007 | Average - simple | Unspecified | Third-party projections | Projected | Utility Solar Assessment (USA) Study: Reaching Ten Percent Solar by 2025 | Clean Edge and Co-op America | http://www.cleanedge.com/reports/reports-solarUSA2008.php | N | 2008 | 28 | 28 | Table (unlabeled) | Y
CSP |  | U.S. | Installed Costs - Total | Y | 1.62 | $/WpAC | 2017 | 2008 | 2007 | Average - simple | Unspecified | Third-party projections | Projected | Utility Solar Assessment (USA) Study: Reaching Ten Percent Solar by 2025 | Clean Edge and Co-op America | http://www.cleanedge.com/reports/reports-solarUSA2008.php | N | 2008 | 28 | 28 | Table (unlabeled) | Y
CSP |  | U.S. | Installed Costs - Total | Y | 1.5 | $/WpAC | 2018 | 2008 | 2007 | Average - simple | Unspecified | Third-party projections | Projected | Utility Solar Assessment (USA) Study: Reaching Ten Percent Solar by 2025 | Clean Edge and Co-op America | http://www.cleanedge.com/reports/reports-solarUSA2008.php | N | 2008 | 28 | 28 | Table (unlabeled) | Y
CSP |  | U.S. | Installed Costs - Total | Y | 1.39 | $/WpAC | 2019 | 2008 | 2007 | Average - simple | Unspecified | Third-party projections | Projected | Utility Solar Assessment (USA) Study: Reaching Ten Percent Solar by 2025 | Clean Edge and Co-op America | http://www.cleanedge.com/reports/reports-solarUSA2008.php | N | 2008 | 28 | 28 | Table (unlabeled) | Y
CSP |  | U.S. | Installed Costs - Total | Y | 1.29 | $/WpAC | 2020 | 2008 | 2007 | Average - simple | Unspecified | Third-party projections | Projected | Utility Solar Assessment (USA) Study: Reaching Ten Percent Solar by 2025 | Clean Edge and Co-op America | http://www.cleanedge.com/reports/reports-solarUSA2008.php | N | 2008 | 28 | 28 | Table (unlabeled) | Y
CSP |  | U.S. | Installed Costs - Total | Y | 1.19 | $/WpAC | 2021 | 2008 | 2007 | Average - simple | Unspecified | Third-party projections | Projected | Utility Solar Assessment (USA) Study: Reaching Ten Percent Solar by 2025 | Clean Edge and Co-op America | http://www.cleanedge.com/reports/reports-solarUSA2008.php | N | 2008 | 28 | 28 | Table (unlabeled) | Y
CSP |  | U.S. | Installed Costs - Total | Y | 1.1 | $/WpAC | 2022 | 2008 | 2007 | Average - simple | Unspecified | Third-party projections | Projected | Utility Solar Assessment (USA) Study: Reaching Ten Percent Solar by 2025 | Clean Edge and Co-op America | http://www.cleanedge.com/reports/reports-solarUSA2008.php | N | 2008 | 28 | 28 | Table (unlabeled) | Y
CSP |  | U.S. | Installed Costs - Total | Y | 1.02 | $/WpAC | 2023 | 2008 | 2007 | Average - simple | Unspecified | Third-party projections | Projected | Utility Solar Assessment (USA) Study: Reaching Ten Percent Solar by 2025 | Clean Edge and Co-op America | http://www.cleanedge.com/reports/reports-solarUSA2008.php | N | 2008 | 28 | 28 | Table (unlabeled) | Y
CSP |  | U.S. | Installed Costs - Total | Y | 0.95 | $/WpAC | 2024 | 2008 | 2007 | Average - simple | Unspecified | Third-party projections | Projected | Utility Solar Assessment (USA) Study: Reaching Ten Percent Solar by 2025 | Clean Edge and Co-op America | http://www.cleanedge.com/reports/reports-solarUSA2008.php | N | 2008 | 28 | 28 | Table (unlabeled) | Y
CSP |  | U.S. | Installed Costs - Total | Y | 0.88 | $/WpAC | 2025 | 2008 | 2007 | Average - simple | Unspecified | Third-party projections | Projected | Utility Solar Assessment (USA) Study: Reaching Ten Percent Solar by 2025 | Clean Edge and Co-op America | http://www.cleanedge.com/reports/reports-solarUSA2008.php | N | 2008 | 28 | 28 | Table (unlabeled) | Y
Solar PV | Crystalline Silicon | U.S. | LCOE | Y | 17 | ¢/kWh | 2008 | 2008 | 2007 | Range: minimum | Unspecified (> 30 interviews conducted) | Lit review/Interviews/Modeling | Projected | Utility Solar Assessment (USA) Study: Reaching Ten Percent Solar by 2025 | Clean Edge and Co-op America | http://www.cleanedge.com/reports/reports-solarUSA2008.php | N | 2008 | 34 | 34 | Table (unlabeled) | Y | Assumes a useful life of 25 years and discount rate of 6.5%. Learning curve of 18% cost reductions for every doubling of projected global manufacturing capacity. See graphical depiction.
Solar PV | Crystalline Silicon | U.S. | LCOE | Y | 30 | ¢/kWh | 2008 | 2008 | 2007 | Range: maximum | Unspecified (> 30 interviews conducted) | Lit review/Interviews/Modeling | Projected | Utility Solar Assessment (USA) Study: Reaching Ten Percent Solar by 2025 | Clean Edge and Co-op America | http://www.cleanedge.com/reports/reports-solarUSA2008.php | N | 2008 | 34 | 34 | Table (unlabeled) | Y | Assumes a useful life of 25 years and discount rate of 6.5%. Learning curve of 18% cost reductions for every doubling of projected global manufacturing capacity. See graphical depiction.
Solar PV | Thin-Film and Low-Price, Bulk-Purchase Crystalline PV | U.S. | LCOE | Y | 14 | ¢/kWh | 2008 | 2008 | 2007 | Range: minimum | Unspecified (> 30 interviews conducted) | Lit review/Interviews/Modeling | Projected | Utility Solar Assessment (USA) Study: Reaching Ten Percent Solar by 2025 | Clean Edge and Co-op America | http://www.cleanedge.com/reports/reports-solarUSA2008.php | N | 2008 | 34 | 34 | Table (unlabeled) | Y | Assumes a useful life of 25 years and discount rate of 6.5%. Learning curve of 18% cost reductions for every doubling of projected global manufacturing capacity. See graphical depiction.
Solar PV | Thin-Film and Low-Price, Bulk-Purchase Crystalline PV | U.S. | LCOE | Y | 23 | ¢/kWh | 2008 | 2008 | 2007 | Range: maximum | Unspecified (> 30 interviews conducted) | Lit review/Interviews/Modeling | Projected | Utility Solar Assessment (USA) Study: Reaching Ten Percent Solar by 2025 | Clean Edge and Co-op America | http://www.cleanedge.com/reports/reports-solarUSA2008.php | N | 2008 | 34 | 34 | Table (unlabeled) | Y | Assumes a useful life of 25 years and discount rate of 6.5%. Learning curve of 18% cost reductions for every doubling of projected global manufacturing capacity. See graphical depiction.
Solar PV | Crystalline Silicon | U.S. | LCOE | Y | 16 | ¢/kWh | 2009 | 2008 | 2007 | Range: minimum | Unspecified (> 30 interviews conducted) | Lit review/Interviews/Modeling | Projected | Utility Solar Assessment (USA) Study: Reaching Ten Percent Solar by 2025 | Clean Edge and Co-op America | http://www.cleanedge.com/reports/reports-solarUSA2008.php | N | 2008 | 34 | 34 | Table (unlabeled) | Y | Assumes a useful life of 25 years and discount rate of 6.5%. Learning curve of 18% cost reductions for every doubling of projected global manufacturing capacity. See graphical depiction.
Solar PV | Crystalline Silicon | U.S. | LCOE | Y | 28 | ¢/kWh | 2009 | 2008 | 2007 | Range: maximum | Unspecified (> 30 interviews conducted) | Lit review/Interviews/Modeling | Projected | Utility Solar Assessment (USA) Study: Reaching Ten Percent Solar by 2025 | Clean Edge and Co-op America | http://www.cleanedge.com/reports/reports-solarUSA2008.php | N | 2008 | 34 | 34 | Table (unlabeled) | Y | Assumes a useful life of 25 years and discount rate of 6.5%. Learning curve of 18% cost reductions for every doubling of projected global manufacturing capacity. See graphical depiction.
Solar PV | Thin-Film and Low-Price, Bulk-Purchase Crystalline PV | U.S. | LCOE | Y | 13 | ¢/kWh | 2009 | 2008 | 2007 | Range: minimum | Unspecified (> 30 interviews conducted) | Lit review/Interviews/Modeling | Projected | Utility Solar Assessment (USA) Study: Reaching Ten Percent Solar by 2025 | Clean Edge and Co-op America | http://www.cleanedge.com/reports/reports-solarUSA2008.php | N | 2008 | 34 | 34 | Table (unlabeled) | Y | Assumes a useful life of 25 years and discount rate of 6.5%. Learning curve of 18% cost reductions for every doubling of projected global manufacturing capacity. See graphical depiction.
Solar PV | Thin-Film and Low-Price, Bulk-Purchase Crystalline PV | U.S. | LCOE | Y | 22 | ¢/kWh | 2009 | 2008 | 2007 | Range: maximum | Unspecified (> 30 interviews conducted) | Lit review/Interviews/Modeling | Projected | Utility Solar Assessment (USA) Study: Reaching Ten Percent Solar by 2025 | Clean Edge and Co-op America | http://www.cleanedge.com/reports/reports-solarUSA2008.php | N | 2008 | 34 | 34 | Table (unlabeled) | Y | Assumes a useful life of 25 years and discount rate of 6.5%. Learning curve of 18% cost reductions for every doubling of projected global manufacturing capacity. See graphical depiction.
Solar PV | Crystalline Silicon | U.S. | LCOE | Y | 15 | ¢/kWh | 2010 | 2008 | 2007 | Range: minimum | Unspecified (> 30 interviews conducted) | Lit review/Interviews/Modeling | Projected | Utility Solar Assessment (USA) Study: Reaching Ten Percent Solar by 2025 | Clean Edge and Co-op America | http://www.cleanedge.com/reports/reports-solarUSA2008.php | N | 2008 | 34 | 34 | Table (unlabeled) | Y | Assumes a useful life of 25 years and discount rate of 6.5%. Learning curve of 18% cost reductions for every doubling of projected global manufacturing capacity. See graphical depiction.
Solar PV | Crystalline Silicon | U.S. | LCOE | Y | 26 | ¢/kWh | 2010 | 2008 | 2007 | Range: maximum | Unspecified (> 30 interviews conducted) | Lit review/Interviews/Modeling | Projected | Utility Solar Assessment (USA) Study: Reaching Ten Percent Solar by 2025 | Clean Edge and Co-op America | http://www.cleanedge.com/reports/reports-solarUSA2008.php | N | 2008 | 34 | 34 | Table (unlabeled) | Y | Assumes a useful life of 25 years and discount rate of 6.5%. Learning curve of 18% cost reductions for every doubling of projected global manufacturing capacity. See graphical depiction.
Solar PV | Thin-Film and Low-Price, Bulk-Purchase Crystalline PV | U.S. | LCOE | Y | 12 | ¢/kWh | 2010 | 2008 | 2007 | Range: minimum | Unspecified (> 30 interviews conducted) | Lit review/Interviews/Modeling | Projected | Utility Solar Assessment (USA) Study: Reaching Ten Percent Solar by 2025 | Clean Edge and Co-op America | http://www.cleanedge.com/reports/reports-solarUSA2008.php | N | 2008 | 34 | 34 | Table (unlabeled) | Y | Assumes a useful life of 25 years and discount rate of 6.5%. Learning curve of 18% cost reductions for every doubling of projected global manufacturing capacity. See graphical depiction.
Solar PV | Thin-Film and Low-Price, Bulk-Purchase Crystalline PV | U.S. | LCOE | Y | 20 | ¢/kWh | 2010 | 2008 | 2007 | Range: maximum | Unspecified (> 30 interviews conducted) | Lit review/Interviews/Modeling | Projected | Utility Solar Assessment (USA) Study: Reaching Ten Percent Solar by 2025 | Clean Edge and Co-op America | http://www.cleanedge.com/reports/reports-solarUSA2008.php | N | 2008 | 34 | 34 | Table (unlabeled) | Y | Assumes a useful life of 25 years and discount rate of 6.5%. Learning curve of 18% cost reductions for every doubling of projected global manufacturing capacity. See graphical depiction.
Solar PV | Crystalline Silicon | U.S. | LCOE | Y | 14 | ¢/kWh | 2011 | 2008 | 2007 | Range: minimum | Unspecified (> 30 interviews conducted) | Lit review/Interviews/Modeling | Projected | Utility Solar Assessment (USA) Study: Reaching Ten Percent Solar by 2025 | Clean Edge and Co-op America | http://www.cleanedge.com/reports/reports-solarUSA2008.php | N | 2008 | 34 | 34 | Table (unlabeled) | Y | Assumes a useful life of 25 years and discount rate of 6.5%. Learning curve of 18% cost reductions for every doubling of projected global manufacturing capacity. See graphical depiction.
Solar PV | Crystalline Silicon | U.S. | LCOE | Y | 24 | ¢/kWh | 2011 | 2008 | 2007 | Range: maximum | Unspecified (> 30 interviews conducted) | Lit review/Interviews/Modeling | Projected | Utility Solar Assessment (USA) Study: Reaching Ten Percent Solar by 2025 | Clean Edge and Co-op America | http://www.cleanedge.com/reports/reports-solarUSA2008.php | N | 2008 | 34 | 34 | Table (unlabeled) | Y | Assumes a useful life of 25 years and discount rate of 6.5%. Learning curve of 18% cost reductions for every doubling of projected global manufacturing capacity. See graphical depiction.
Solar PV | Thin-Film and Low-Price, Bulk-Purchase Crystalline PV | U.S. | LCOE | Y | 11 | ¢/kWh | 2011 | 2008 | 2007 | Range: minimum | Unspecified (> 30 interviews conducted) | Lit review/Interviews/Modeling | Projected | Utility Solar Assessment (USA) Study: Reaching Ten Percent Solar by 2025 | Clean Edge and Co-op America | http://www.cleanedge.com/reports/reports-solarUSA2008.php | N | 2008 | 34 | 34 | Table (unlabeled) | Y | Assumes a useful life of 25 years and discount rate of 6.5%. Learning curve of 18% cost reductions for every doubling of projected global manufacturing capacity. See graphical depiction.
Solar PV | Thin-Film and Low-Price, Bulk-Purchase Crystalline PV | U.S. | LCOE | Y | 19 | ¢/kWh | 2011 | 2008 | 2007 | Range: maximum | Unspecified (> 30 interviews conducted) | Lit review/Interviews/Modeling | Projected | Utility Solar Assessment (USA) Study: Reaching Ten Percent Solar by 2025 | Clean Edge and Co-op America | http://www.cleanedge.com/reports/reports-solarUSA2008.php | N | 2008 | 34 | 34 | Table (unlabeled) | Y | Assumes a useful life of 25 years and discount rate of 6.5%. Learning curve of 18% cost reductions for every doubling of projected global manufacturing capacity. See graphical depiction.
Solar PV | Crystalline Silicon | U.S. | LCOE | Y | 14 | ¢/kWh | 2012 | 2008 | 2007 | Range: minimum | Unspecified (> 30 interviews conducted) | Lit review/Interviews/Modeling | Projected | Utility Solar Assessment (USA) Study: Reaching Ten Percent Solar by 2025 | Clean Edge and Co-op America | http://www.cleanedge.com/reports/reports-solarUSA2008.php | N | 2008 | 34 | 34 | Table (unlabeled) | Y | Assumes a useful life of 25 years and discount rate of 6.5%. Learning curve of 18% cost reductions for every doubling of projected global manufacturing capacity. See graphical depiction.
Solar PV | Crystalline Silicon | U.S. | LCOE | Y | 24 | ¢/kWh | 2012 | 2008 | 2007 | Range: maximum | Unspecified (> 30 interviews conducted) | Lit review/Interviews/Modeling | Projected | Utility Solar Assessment (USA) Study: Reaching Ten Percent Solar by 2025 | Clean Edge and Co-op America | http://www.cleanedge.com/reports/reports-solarUSA2008.php | N | 2008 | 34 | 34 | Table (unlabeled) | Y | Assumes a useful life of 25 years and discount rate of 6.5%. Learning curve of 18% cost reductions for every doubling of projected global manufacturing capacity. See graphical depiction.
Solar PV | Thin-Film and Low-Price, Bulk-Purchase Crystalline PV | U.S. | LCOE | Y | 10 | ¢/kWh | 2012 | 2008 | 2007 | Range: minimum | Unspecified (> 30 interviews conducted) | Lit review/Interviews/Modeling | Projected | Utility Solar Assessment (USA) Study: Reaching Ten Percent Solar by 2025 | Clean Edge and Co-op America | http://www.cleanedge.com/reports/reports-solarUSA2008.php | N | 2008 | 34 | 34 | Table (unlabeled) | Y | Assumes a useful life of 25 years and discount rate of 6.5%. Learning curve of 18% cost reductions for every doubling of projected global manufacturing capacity. See graphical depiction.
Solar PV | Thin-Film and Low-Price, Bulk-Purchase Crystalline PV | U.S. | LCOE | Y | 17 | ¢/kWh | 2012 | 2008 | 2007 | Range: maximum | Unspecified (> 30 interviews conducted) | Lit review/Interviews/Modeling | Projected | Utility Solar Assessment (USA) Study: Reaching Ten Percent Solar by 2025 | Clean Edge and Co-op America | http://www.cleanedge.com/reports/reports-solarUSA2008.php | N | 2008 | 34 | 34 | Table (unlabeled) | Y | Assumes a useful life of 25 years and discount rate of 6.5%. Learning curve of 18% cost reductions for every doubling of projected global manufacturing capacity. See graphical depiction.
Solar PV | Crystalline Silicon | U.S. | LCOE | Y | 12 | ¢/kWh | 2013 | 2008 | 2007 | Range: minimum | Unspecified (> 30 interviews conducted) | Lit review/Interviews/Modeling | Projected | Utility Solar Assessment (USA) Study: Reaching Ten Percent Solar by 2025 | Clean Edge and Co-op America | http://www.cleanedge.com/reports/reports-solarUSA2008.php | N | 2008 | 34 | 34 | Table (unlabeled) | Y | Assumes a useful life of 25 years and discount rate of 6.5%. Learning curve of 18% cost reductions for every doubling of projected global manufacturing capacity. See graphical depiction.
Solar PV | Crystalline Silicon | U.S. | LCOE | Y | 20 | ¢/kWh | 2013 | 2008 | 2007 | Range: maximum | Unspecified (> 30 interviews conducted) | Lit review/Interviews/Modeling | Projected | Utility Solar Assessment (USA) Study: Reaching Ten Percent Solar by 2025 | Clean Edge and Co-op America | http://www.cleanedge.com/reports/reports-solarUSA2008.php | N | 2008 | 34 | 34 | Table (unlabeled) | Y | Assumes a useful life of 25 years and discount rate of 6.5%. Learning curve of 18% cost reductions for every doubling of projected global manufacturing capacity. See graphical depiction.
Solar PV | Thin-Film and Low-Price, Bulk-Purchase Crystalline PV | U.S. | LCOE | Y | 9 | ¢/kWh | 2013 | 2008 | 2007 | Range: minimum | Unspecified (> 30 interviews conducted) | Lit review/Interviews/Modeling | Projected | Utility Solar Assessment (USA) Study: Reaching Ten Percent Solar by 2025 | Clean Edge and Co-op America | http://www.cleanedge.com/reports/reports-solarUSA2008.php | N | 2008 | 34 | 34 | Table (unlabeled) | Y | Assumes a useful life of 25 years and discount rate of 6.5%. Learning curve of 18% cost reductions for every doubling of projected global manufacturing capacity. See graphical depiction.
Solar PV | Thin-Film and Low-Price, Bulk-Purchase Crystalline PV | U.S. | LCOE | Y | 16 | ¢/kWh | 2013 | 2008 | 2007 | Range: maximum | Unspecified (> 30 interviews conducted) | Lit review/Interviews/Modeling | Projected | Utility Solar Assessment (USA) Study: Reaching Ten Percent Solar by 2025 | Clean Edge and Co-op America | http://www.cleanedge.com/reports/reports-solarUSA2008.php | N | 2008 | 34 | 34 | Table (unlabeled) | Y | Assumes a useful life of 25 years and discount rate of 6.5%. Learning curve of 18% cost reductions for every doubling of projected global manufacturing capacity. See graphical depiction.
Solar PV | Crystalline Silicon | U.S. | LCOE | Y | 11 | ¢/kWh | 2014 | 2008 | 2007 | Range: minimum | Unspecified (> 30 interviews conducted) | Lit review/Interviews/Modeling | Projected | Utility Solar Assessment (USA) Study: Reaching Ten Percent Solar by 2025 | Clean Edge and Co-op America | http://www.cleanedge.com/reports/reports-solarUSA2008.php | N | 2008 | 34 | 34 | Table (unlabeled) | Y | Assumes a useful life of 25 years and discount rate of 6.5%. Learning curve of 18% cost reductions for every doubling of projected global manufacturing capacity. See graphical depiction.
Solar PV | Crystalline Silicon | U.S. | LCOE | Y | 19 | ¢/kWh | 2014 | 2008 | 2007 | Range: maximum | Unspecified (> 30 interviews conducted) | Lit review/Interviews/Modeling | Projected | Utility Solar Assessment (USA) Study: Reaching Ten Percent Solar by 2025 | Clean Edge and Co-op America | http://www.cleanedge.com/reports/reports-solarUSA2008.php | N | 2008 | 34 | 34 | Table (unlabeled) | Y | Assumes a useful life of 25 years and discount rate of 6.5%. Learning curve of 18% cost reductions for every doubling of projected global manufacturing capacity. See graphical depiction.
Solar PV | Thin-Film and Low-Price, Bulk-Purchase Crystalline PV | U.S. | LCOE | Y | 9 | ¢/kWh | 2014 | 2008 | 2007 | Range: minimum | Unspecified (> 30 interviews conducted) | Lit review/Interviews/Modeling | Projected | Utility Solar Assessment (USA) Study: Reaching Ten Percent Solar by 2025 | Clean Edge and Co-op America | http://www.cleanedge.com/reports/reports-solarUSA2008.php | N | 2008 | 34 | 34 | Table (unlabeled) | Y | Assumes a useful life of 25 years and discount rate of 6.5%. Learning curve of 18% cost reductions for every doubling of projected global manufacturing capacity. See graphical depiction.
Solar PV | Thin-Film and Low-Price, Bulk-Purchase Crystalline PV | U.S. | LCOE | Y | 15 | ¢/kWh | 2014 | 2008 | 2007 | Range: maximum | Unspecified (> 30 interviews conducted) | Lit review/Interviews/Modeling | Projected | Utility Solar Assessment (USA) Study: Reaching Ten Percent Solar by 2025 | Clean Edge and Co-op America | http://www.cleanedge.com/reports/reports-solarUSA2008.php | N | 2008 | 34 | 34 | Table (unlabeled) | Y | Assumes a useful life of 25 years and discount rate of 6.5%. Learning curve of 18% cost reductions for every doubling of projected global manufacturing capacity. See graphical depiction.
Solar PV | Crystalline Silicon | U.S. | LCOE | Y | 10 | ¢/kWh | 2015 | 2008 | 2007 | Range: minimum | Unspecified (> 30 interviews conducted) | Lit review/Interviews/Modeling | Projected | Utility Solar Assessment (USA) Study: Reaching Ten Percent Solar by 2025 | Clean Edge and Co-op America | http://www.cleanedge.com/reports/reports-solarUSA2008.php | N | 2008 | 34 | 34 | Table (unlabeled) | Y | Assumes a useful life of 25 years and discount rate of 6.5%. Learning curve of 18% cost reductions for every doubling of projected global manufacturing capacity. See graphical depiction.
Solar PV | Crystalline Silicon | U.S. | LCOE | Y | 18 | ¢/kWh | 2015 | 2008 | 2007 | Range: maximum | Unspecified (> 30 interviews conducted) | Lit review/Interviews/Modeling | Projected | Utility Solar Assessment (USA) Study: Reaching Ten Percent Solar by 2025 | Clean Edge and Co-op America | http://www.cleanedge.com/reports/reports-solarUSA2008.php | N | 2008 | 34 | 34 | Table (unlabeled) | Y | Assumes a useful life of 25 years and discount rate of 6.5%. Learning curve of 18% cost reductions for every doubling of projected global manufacturing capacity. See graphical depiction.
Solar PV | Thin-Film and Low-Price, Bulk-Purchase Crystalline PV | U.S. | LCOE | Y | 8 | ¢/kWh | 2015 | 2008 | 2007 | Range: minimum | Unspecified (> 30 interviews conducted) | Lit review/Interviews/Modeling | Projected | Utility Solar Assessment (USA) Study: Reaching Ten Percent Solar by 2025 | Clean Edge and Co-op America | http://www.cleanedge.com/reports/reports-solarUSA2008.php | N | 2008 | 34 | 34 | Table (unlabeled) | Y | Assumes a useful life of 25 years and discount rate of 6.5%. Learning curve of 18% cost reductions for every doubling of projected global manufacturing capacity. See graphical depiction.
Solar PV | Thin-Film and Low-Price, Bulk-Purchase Crystalline PV | U.S. | LCOE | Y | 14 | ¢/kWh | 2015 | 2008 | 2007 | Range: maximum | Unspecified (> 30 interviews conducted) | Lit review/Interviews/Modeling | Projected | Utility Solar Assessment (USA) Study: Reaching Ten Percent Solar by 2025 | Clean Edge and Co-op America | http://www.cleanedge.com/reports/reports-solarUSA2008.php | N | 2008 | 34 | 34 | Table (unlabeled) | Y | Assumes a useful life of 25 years and discount rate of 6.5%. Learning curve of 18% cost reductions for every doubling of projected global manufacturing capacity. See graphical depiction.
Solar PV | Crystalline Silicon | U.S. | LCOE | Y | 10 | ¢/kWh | 2016 | 2008 | 2007 | Range: minimum | Unspecified (> 30 interviews conducted) | Lit review/Interviews/Modeling | Projected | Utility Solar Assessment (USA) Study: Reaching Ten Percent Solar by 2025 | Clean Edge and Co-op America | http://www.cleanedge.com/reports/reports-solarUSA2008.php | N | 2008 | 34 | 34 | Table (unlabeled) | Y | Assumes a useful life of 25 years and discount rate of 6.5%. Learning curve of 18% cost reductions for every doubling of projected global manufacturing capacity. See graphical depiction.
Solar PV | Crystalline Silicon | U.S. | LCOE | Y | 16 | ¢/kWh | 2016 | 2008 | 2007 | Range: maximum | Unspecified (> 30 interviews conducted) | Lit review/Interviews/Modeling | Projected | Utility Solar Assessment (USA) Study: Reaching Ten Percent Solar by 2025 | Clean Edge and Co-op America | http://www.cleanedge.com/reports/reports-solarUSA2008.php | N | 2008 | 34 | 34 | Table (unlabeled) | Y | Assumes a useful life of 25 years and discount rate of 6.5%. Learning curve of 18% cost reductions for every doubling of projected global manufacturing capacity. See graphical depiction.
Solar PV | Thin-Film and Low-Price, Bulk-Purchase Crystalline PV | U.S. | LCOE | Y | 8 | ¢/kWh | 2016 | 2008 | 2007 | Range: minimum | Unspecified (> 30 interviews conducted) | Lit review/Interviews/Modeling | Projected | Utility Solar Assessment (USA) Study: Reaching Ten Percent Solar by 2025 | Clean Edge and Co-op America | http://www.cleanedge.com/reports/reports-solarUSA2008.php | N | 2008 | 34 | 34 | Table (unlabeled) | Y | Assumes a useful life of 25 years and discount rate of 6.5%. Learning curve of 18% cost reductions for every doubling of projected global manufacturing capacity. See graphical depiction.
Solar PV | Thin-Film and Low-Price, Bulk-Purchase Crystalline PV | U.S. | LCOE | Y | 13 | ¢/kWh | 2016 | 2008 | 2007 | Range: maximum | Unspecified (> 30 interviews conducted) | Lit review/Interviews/Modeling | Projected | Utility Solar Assessment (USA) Study: Reaching Ten Percent Solar by 2025 | Clean Edge and Co-op America | http://www.cleanedge.com/reports/reports-solarUSA2008.php | N | 2008 | 34 | 34 | Table (unlabeled) | Y | Assumes a useful life of 25 years and discount rate of 6.5%. Learning curve of 18% cost reductions for every doubling of projected global manufacturing capacity. See graphical depiction.
Solar PV | Crystalline Silicon | U.S. | LCOE | Y | 9 | ¢/kWh | 2017 | 2008 | 2007 | Range: minimum | Unspecified (> 30 interviews conducted) | Lit review/Interviews/Modeling | Projected | Utility Solar Assessment (USA) Study: Reaching Ten Percent Solar by 2025 | Clean Edge and Co-op America | http://www.cleanedge.com/reports/reports-solarUSA2008.php | N | 2008 | 34 | 34 | Table (unlabeled) | Y | Assumes a useful life of 25 years and discount rate of 6.5%. Learning curve of 18% cost reductions for every doubling of projected global manufacturing capacity. See graphical depiction.
Solar PV | Crystalline Silicon | U.S. | LCOE | Y | 15 | ¢/kWh | 2017 | 2008 | 2007 | Range: maximum | Unspecified (> 30 interviews conducted) | Lit review/Interviews/Modeling | Projected | Utility Solar Assessment (USA) Study: Reaching Ten Percent Solar by 2025 | Clean Edge and Co-op America | http://www.cleanedge.com/reports/reports-solarUSA2008.php | N | 2008 | 34 | 34 | Table (unlabeled) | Y | Assumes a useful life of 25 years and discount rate of 6.5%. Learning curve of 18% cost reductions for every doubling of projected global manufacturing capacity. See graphical depiction.
Solar PV | Thin-Film and Low-Price, Bulk-Purchase Crystalline PV | U.S. | LCOE | Y | 7 | ¢/kWh | 2017 | 2008 | 2007 | Range: minimum | Unspecified (> 30 interviews conducted) | Lit review/Interviews/Modeling | Projected | Utility Solar Assessment (USA) Study: Reaching Ten Percent Solar by 2025 | Clean Edge and Co-op America | http://www.cleanedge.com/reports/reports-solarUSA2008.php | N | 2008 | 34 | 34 | Table (unlabeled) | Y | Assumes a useful life of 25 years and discount rate of 6.5%. Learning curve of 18% cost reductions for every doubling of projected global manufacturing capacity. See graphical depiction.
Solar PV | Thin-Film and Low-Price, Bulk-Purchase Crystalline PV | U.S. | LCOE | Y | 12 | ¢/kWh | 2017 | 2008 | 2007 | Range: maximum | Unspecified (> 30 interviews conducted) | Lit review/Interviews/Modeling | Projected | Utility Solar Assessment (USA) Study: Reaching Ten Percent Solar by 2025 | Clean Edge and Co-op America | http://www.cleanedge.com/reports/reports-solarUSA2008.php | N | 2008 | 34 | 34 | Table (unlabeled) | Y | Assumes a useful life of 25 years and discount rate of 6.5%. Learning curve of 18% cost reductions for every doubling of projected global manufacturing capacity. See graphical depiction.
Solar PV | Crystalline Silicon | U.S. | LCOE | Y | 8 | ¢/kWh | 2018 | 2008 | 2007 | Range: minimum | Unspecified (> 30 interviews conducted) | Lit review/Interviews/Modeling | Projected | Utility Solar Assessment (USA) Study: Reaching Ten Percent Solar by 2025 | Clean Edge and Co-op America | http://www.cleanedge.com/reports/reports-solarUSA2008.php | N | 2008 | 34 | 34 | Table (unlabeled) | Y | Assumes a useful life of 25 years and discount rate of 6.5%. Learning curve of 18% cost reductions for every doubling of projected global manufacturing capacity. See graphical depiction.
Solar PV | Crystalline Silicon | U.S. | LCOE | Y | 14 | ¢/kWh | 2018 | 2008 | 2007 | Range: maximum | Unspecified (> 30 interviews conducted) | Lit review/Interviews/Modeling | Projected | Utility Solar Assessment (USA) Study: Reaching Ten Percent Solar by 2025 | Clean Edge and Co-op America | http://www.cleanedge.com/reports/reports-solarUSA2008.php | N | 2008 | 34 | 34 | Table (unlabeled) | Y | Assumes a useful life of 25 years and discount rate of 6.5%. Learning curve of 18% cost reductions for every doubling of projected global manufacturing capacity. See graphical depiction.
Solar PV | Thin-Film and Low-Price, Bulk-Purchase Crystalline PV | U.S. | LCOE | Y | 6 | ¢/kWh | 2018 | 2008 | 2007 | Range: minimum | Unspecified (> 30 interviews conducted) | Lit review/Interviews/Modeling | Projected | Utility Solar Assessment (USA) Study: Reaching Ten Percent Solar by 2025 | Clean Edge and Co-op America | http://www.cleanedge.com/reports/reports-solarUSA2008.php | N | 2008 | 34 | 34 | Table (unlabeled) | Y | Assumes a useful life of 25 years and discount rate of 6.5%. Learning curve of 18% cost reductions for every doubling of projected global manufacturing capacity. See graphical depiction.
Solar PV | Thin-Film and Low-Price, Bulk-Purchase Crystalline PV | U.S. | LCOE | Y | 11 | ¢/kWh | 2018 | 2008 | 2007 | Range: maximum | Unspecified (> 30 interviews conducted) | Lit review/Interviews/Modeling | Projected | Utility Solar Assessment (USA) Study: Reaching Ten Percent Solar by 2025 | Clean Edge and Co-op America | http://www.cleanedge.com/reports/reports-solarUSA2008.php | N | 2008 | 34 | 34 | Table (unlabeled) | Y | Assumes a useful life of 25 years and discount rate of 6.5%. Learning curve of 18% cost reductions for every doubling of projected global manufacturing capacity. See graphical depiction.
Solar PV | Crystalline Silicon | U.S. | LCOE | Y | 8 | ¢/kWh | 2019 | 2008 | 2007 | Range: minimum | Unspecified (> 30 interviews conducted) | Lit review/Interviews/Modeling | Projected | Utility Solar Assessment (USA) Study: Reaching Ten Percent Solar by 2025 | Clean Edge and Co-op America | http://www.cleanedge.com/reports/reports-solarUSA2008.php | N | 2008 | 34 | 34 | Table (unlabeled) | Y | Assumes a useful life of 25 years and discount rate of 6.5%. Learning curve of 18% cost reductions for every doubling of projected global manufacturing capacity. See graphical depiction.
Solar PV | Crystalline Silicon | U.S. | LCOE | Y | 13 | ¢/kWh | 2019 | 2008 | 2007 | Range: maximum | Unspecified (> 30 interviews conducted) | Lit review/Interviews/Modeling | Projected | Utility Solar Assessment (USA) Study: Reaching Ten Percent Solar by 2025 | Clean Edge and Co-op America | http://www.cleanedge.com/reports/reports-solarUSA2008.php | N | 2008 | 34 | 34 | Table (unlabeled) | Y | Assumes a useful life of 25 years and discount rate of 6.5%. Learning curve of 18% cost reductions for every doubling of projected global manufacturing capacity. See graphical depiction.
Solar PV | Thin-Film and Low-Price, Bulk-Purchase Crystalline PV | U.S. | LCOE | Y | 6 | ¢/kWh | 2019 | 2008 | 2007 | Range: minimum | Unspecified (> 30 interviews conducted) | Lit review/Interviews/Modeling | Projected | Utility Solar Assessment (USA) Study: Reaching Ten Percent Solar by 2025 | Clean Edge and Co-op America | http://www.cleanedge.com/reports/reports-solarUSA2008.php | N | 2008 | 34 | 34 | Table (unlabeled) | Y | Assumes a useful life of 25 years and discount rate of 6.5%. Learning curve of 18% cost reductions for every doubling of projected global manufacturing capacity. See graphical depiction.
Solar PV | Thin-Film and Low-Price, Bulk-Purchase Crystalline PV | U.S. | LCOE | Y | 10 | ¢/kWh | 2019 | 2008 | 2007 | Range: maximum | Unspecified (> 30 interviews conducted) | Lit review/Interviews/Modeling | Projected | Utility Solar Assessment (USA) Study: Reaching Ten Percent Solar by 2025 | Clean Edge and Co-op America | http://www.cleanedge.com/reports/reports-solarUSA2008.php | N | 2008 | 34 | 34 | Table (unlabeled) | Y | Assumes a useful life of 25 years and discount rate of 6.5%. Learning curve of 18% cost reductions for every doubling of projected global manufacturing capacity. See graphical depiction.
Solar PV | Crystalline Silicon | U.S. | LCOE | Y | 7 | ¢/kWh | 2020 | 2008 | 2007 | Range: minimum | Unspecified (> 30 interviews conducted) | Lit review/Interviews/Modeling | Projected | Utility Solar Assessment (USA) Study: Reaching Ten Percent Solar by 2025 | Clean Edge and Co-op America | http://www.cleanedge.com/reports/reports-solarUSA2008.php | N | 2008 | 34 | 34 | Table (unlabeled) | Y | Assumes a useful life of 25 years and discount rate of 6.5%. Learning curve of 18% cost reductions for every doubling of projected global manufacturing capacity. See graphical depiction.
Solar PV | Crystalline Silicon | U.S. | LCOE | Y | 12 | ¢/kWh | 2020 | 2008 | 2007 | Range: maximum | Unspecified (> 30 interviews conducted) | Lit review/Interviews/Modeling | Projected | Utility Solar Assessment (USA) Study: Reaching Ten Percent Solar by 2025 | Clean Edge and Co-op America | http://www.cleanedge.com/reports/reports-solarUSA2008.php | N | 2008 | 34 | 34 | Table (unlabeled) | Y | Assumes a useful life of 25 years and discount rate of 6.5%. Learning curve of 18% cost reductions for every doubling of projected global manufacturing capacity. See graphical depiction.
Solar PV | Thin-Film and Low-Price, Bulk-Purchase Crystalline PV | U.S. | LCOE | Y | 6 | ¢/kWh | 2020 | 2008 | 2007 | Range: minimum | Unspecified (> 30 interviews conducted) | Lit review/Interviews/Modeling | Projected | Utility Solar Assessment (USA) Study: Reaching Ten Percent Solar by 2025 | Clean Edge and Co-op America | http://www.cleanedge.com/reports/reports-solarUSA2008.php | N | 2008 | 34 | 34 | Table (unlabeled) | Y | Assumes a useful life of 25 years and discount rate of 6.5%. Learning curve of 18% cost reductions for every doubling of projected global manufacturing capacity. See graphical depiction.
Solar PV | Thin-Film and Low-Price, Bulk-Purchase Crystalline PV | U.S. | LCOE | Y | 10 | ¢/kWh | 2020 | 2008 | 2007 | Range: maximum | Unspecified (> 30 interviews conducted) | Lit review/Interviews/Modeling | Projected | Utility Solar Assessment (USA) Study: Reaching Ten Percent Solar by 2025 | Clean Edge and Co-op America | http://www.cleanedge.com/reports/reports-solarUSA2008.php | N | 2008 | 34 | 34 | Table (unlabeled) | Y | Assumes a useful life of 25 years and discount rate of 6.5%. Learning curve of 18% cost reductions for every doubling of projected global manufacturing capacity. See graphical depiction.
Solar PV | Crystalline Silicon | U.S. | LCOE | Y | 7 | ¢/kWh | 2021 | 2008 | 2007 | Range: minimum | Unspecified (> 30 interviews conducted) | Lit review/Interviews/Modeling | Projected | Utility Solar Assessment (USA) Study: Reaching Ten Percent Solar by 2025 | Clean Edge and Co-op America | http://www.cleanedge.com/reports/reports-solarUSA2008.php | N | 2008 | 34 | 34 | Table (unlabeled) | Y | Assumes a useful life of 25 years and discount rate of 6.5%. Learning curve of 18% cost reductions for every doubling of projected global manufacturing capacity. See graphical depiction.
Solar PV | Crystalline Silicon | U.S. | LCOE | Y | 11 | ¢/kWh | 2021 | 2008 | 2007 | Range: maximum | Unspecified (> 30 interviews conducted) | Lit review/Interviews/Modeling | Projected | Utility Solar Assessment (USA) Study: Reaching Ten Percent Solar by 2025 | Clean Edge and Co-op America | http://www.cleanedge.com/reports/reports-solarUSA2008.php | N | 2008 | 34 | 34 | Table (unlabeled) | Y | Assumes a useful life of 25 years and discount rate of 6.5%. Learning curve of 18% cost reductions for every doubling of projected global manufacturing capacity. See graphical depiction.
Solar PV | Thin-Film and Low-Price, Bulk-Purchase Crystalline PV | U.S. | LCOE | Y | 5 | ¢/kWh | 2021 | 2008 | 2007 | Range: minimum | Unspecified (> 30 interviews conducted) | Lit review/Interviews/Modeling | Projected | Utility Solar Assessment (USA) Study: Reaching Ten Percent Solar by 2025 | Clean Edge and Co-op America | http://www.cleanedge.com/reports/reports-solarUSA2008.php | N | 2008 | 34 | 34 | Table (unlabeled) | Y | Assumes a useful life of 25 years and discount rate of 6.5%. Learning curve of 18% cost reductions for every doubling of projected global manufacturing capacity. See graphical depiction.
Solar PV | Thin-Film and Low-Price, Bulk-Purchase Crystalline PV | U.S. | LCOE | Y | 9 | ¢/kWh | 2021 | 2008 | 2007 | Range: maximum | Unspecified (> 30 interviews conducted) | Lit review/Interviews/Modeling | Projected | Utility Solar Assessment (USA) Study: Reaching Ten Percent Solar by 2025 | Clean Edge and Co-op America | http://www.cleanedge.com/reports/reports-solarUSA2008.php | N | 2008 | 34 | 34 | Table (unlabeled) | Y | Assumes a useful life of 25 years and discount rate of 6.5%. Learning curve of 18% cost reductions for every doubling of projected global manufacturing capacity. See graphical depiction.
Solar PV | Crystalline Silicon | U.S. | LCOE | Y | 6 | ¢/kWh | 2022 | 2008 | 2007 | Range: minimum | Unspecified (> 30 interviews conducted) | Lit review/Interviews/Modeling | Projected | Utility Solar Assessment (USA) Study: Reaching Ten Percent Solar by 2025 | Clean Edge and Co-op America | http://www.cleanedge.com/reports/reports-solarUSA2008.php | N | 2008 | 34 | 34 | Table (unlabeled) | Y | Assumes a useful life of 25 years and discount rate of 6.5%. Learning curve of 18% cost reductions for every doubling of projected global manufacturing capacity. See graphical depiction.
Solar PV | Crystalline Silicon | U.S. | LCOE | Y | 10 | ¢/kWh | 2022 | 2008 | 2007 | Range: maximum | Unspecified (> 30 interviews conducted) | Lit review/Interviews/Modeling | Projected | Utility Solar Assessment (USA) Study: Reaching Ten Percent Solar by 2025 | Clean Edge and Co-op America | http://www.cleanedge.com/reports/reports-solarUSA2008.php | N | 2008 | 34 | 34 | Table (unlabeled) | Y | Assumes a useful life of 25 years and discount rate of 6.5%. Learning curve of 18% cost reductions for every doubling of projected global manufacturing capacity. See graphical depiction.
Solar PV | Thin-Film and Low-Price, Bulk-Purchase Crystalline PV | U.S. | LCOE | Y | 5 | ¢/kWh | 2022 | 2008 | 2007 | Range: minimum | Unspecified (> 30 interviews conducted) | Lit review/Interviews/Modeling | Projected | Utility Solar Assessment (USA) Study: Reaching Ten Percent Solar by 2025 | Clean Edge and Co-op America | http://www.cleanedge.com/reports/reports-solarUSA2008.php | N | 2008 | 34 | 34 | Table (unlabeled) | Y | Assumes a useful life of 25 years and discount rate of 6.5%. Learning curve of 18% cost reductions for every doubling of projected global manufacturing capacity. See graphical depiction.
Solar PV | Thin-Film and Low-Price, Bulk-Purchase Crystalline PV | U.S. | LCOE | Y | 8 | ¢/kWh | 2022 | 2008 | 2007 | Range: maximum | Unspecified (> 30 interviews conducted) | Lit review/Interviews/Modeling | Projected | Utility Solar Assessment (USA) Study: Reaching Ten Percent Solar by 2025 | Clean Edge and Co-op America | http://www.cleanedge.com/reports/reports-solarUSA2008.php | N | 2008 | 34 | 34 | Table (unlabeled) | Y | Assumes a useful life of 25 years and discount rate of 6.5%. Learning curve of 18% cost reductions for every doubling of projected global manufacturing capacity. See graphical depiction.
Solar PV | Crystalline Silicon | U.S. | LCOE | Y | 6 | ¢/kWh | 2023 | 2008 | 2007 | Range: minimum | Unspecified (> 30 interviews conducted) | Lit review/Interviews/Modeling | Projected | Utility Solar Assessment (USA) Study: Reaching Ten Percent Solar by 2025 | Clean Edge and Co-op America | http://www.cleanedge.com/reports/reports-solarUSA2008.php | N | 2008 | 34 | 34 | Table (unlabeled) | Y | Assumes a useful life of 25 years and discount rate of 6.5%. Learning curve of 18% cost reductions for every doubling of projected global manufacturing capacity. See graphical depiction.
Solar PV | Crystalline Silicon | U.S. | LCOE | Y | 10 | ¢/kWh | 2023 | 2008 | 2007 | Range: maximum | Unspecified (> 30 interviews conducted) | Lit review/Interviews/Modeling | Projected | Utility Solar Assessment (USA) Study: Reaching Ten Percent Solar by 2025 | Clean Edge and Co-op America | http://www.cleanedge.com/reports/reports-solarUSA2008.php | N | 2008 | 34 | 34 | Table (unlabeled) | Y | Assumes a useful life of 25 years and discount rate of 6.5%. Learning curve of 18% cost reductions for every doubling of projected global manufacturing capacity. See graphical depiction.
Solar PV | Thin-Film and Low-Price, Bulk-Purchase Crystalline PV | U.S. | LCOE | Y | 4 | ¢/kWh | 2023 | 2008 | 2007 | Range: minimum | Unspecified (> 30 interviews conducted) | Lit review/Interviews/Modeling | Projected | Utility Solar Assessment (USA) Study: Reaching Ten Percent Solar by 2025 | Clean Edge and Co-op America | http://www.cleanedge.com/reports/reports-solarUSA2008.php | N | 2008 | 34 | 34 | Table (unlabeled) | Y | Assumes a useful life of 25 years and discount rate of 6.5%. Learning curve of 18% cost reductions for every doubling of projected global manufacturing capacity. See graphical depiction.
Solar PV | Thin-Film and Low-Price, Bulk-Purchase Crystalline PV | U.S. | LCOE | Y | 8 | ¢/kWh | 2023 | 2008 | 2007 | Range: maximum | Unspecified (> 30 interviews conducted) | Lit review/Interviews/Modeling | Projected | Utility Solar Assessment (USA) Study: Reaching Ten Percent Solar by 2025 | Clean Edge and Co-op America | http://www.cleanedge.com/reports/reports-solarUSA2008.php | N | 2008 | 34 | 34 | Table (unlabeled) | Y | Assumes a useful life of 25 years and discount rate of 6.5%. Learning curve of 18% cost reductions for every doubling of projected global manufacturing capacity. See graphical depiction.
Solar PV | Crystalline Silicon | U.S. | LCOE | Y | 5 | ¢/kWh | 2024 | 2008 | 2007 | Range: minimum | Unspecified (> 30 interviews conducted) | Lit review/Interviews/Modeling | Projected | Utility Solar Assessment (USA) Study: Reaching Ten Percent Solar by 2025 | Clean Edge and Co-op America | http://www.cleanedge.com/reports/reports-solarUSA2008.php | N | 2008 | 34 | 34 | Table (unlabeled) | Y | Assumes a useful life of 25 years and discount rate of 6.5%. Learning curve of 18% cost reductions for every doubling of projected global manufacturing capacity. See graphical depiction.
Solar PV | Crystalline Silicon | U.S. | LCOE | Y | 9 | ¢/kWh | 2024 | 2008 | 2007 | Range: maximum | Unspecified (> 30 interviews conducted) | Lit review/Interviews/Modeling | Projected | Utility Solar Assessment (USA) Study: Reaching Ten Percent Solar by 2025 | Clean Edge and Co-op America | http://www.cleanedge.com/reports/reports-solarUSA2008.php | N | 2008 | 34 | 34 | Table (unlabeled) | Y | Assumes a useful life of 25 years and discount rate of 6.5%. Learning curve of 18% cost reductions for every doubling of projected global manufacturing capacity. See graphical depiction.
Solar PV | Thin-Film and Low-Price, Bulk-Purchase Crystalline PV | U.S. | LCOE | Y | 4 | ¢/kWh | 2024 | 2008 | 2007 | Range: minimum | Unspecified (> 30 interviews conducted) | Lit review/Interviews/Modeling | Projected | Utility Solar Assessment (USA) Study: Reaching Ten Percent Solar by 2025 | Clean Edge and Co-op America | http://www.cleanedge.com/reports/reports-solarUSA2008.php | N | 2008 | 34 | 34 | Table (unlabeled) | Y | Assumes a useful life of 25 years and discount rate of 6.5%. Learning curve of 18% cost reductions for every doubling of projected global manufacturing capacity. See graphical depiction.
Solar PV | Thin-Film and Low-Price, Bulk-Purchase Crystalline PV | U.S. | LCOE | Y | 7 | ¢/kWh | 2024 | 2008 | 2007 | Range: maximum | Unspecified (> 30 interviews conducted) | Lit review/Interviews/Modeling | Projected | Utility Solar Assessment (USA) Study: Reaching Ten Percent Solar by 2025 | Clean Edge and Co-op America | http://www.cleanedge.com/reports/reports-solarUSA2008.php | N | 2008 | 34 | 34 | Table (unlabeled) | Y | Assumes a useful life of 25 years and discount rate of 6.5%. Learning curve of 18% cost reductions for every doubling of projected global manufacturing capacity. See graphical depiction.
Solar PV | Crystalline Silicon | U.S. | LCOE | Y | 5 | ¢/kWh | 2025 | 2008 | 2007 | Range: minimum | Unspecified (> 30 interviews conducted) | Lit review/Interviews/Modeling | Projected | Utility Solar Assessment (USA) Study: Reaching Ten Percent Solar by 2025 | Clean Edge and Co-op America | http://www.cleanedge.com/reports/reports-solarUSA2008.php | N | 2008 | 34 | 34 | Table (unlabeled) | Y | Assumes a useful life of 25 years and discount rate of 6.5%. Learning curve of 18% cost reductions for every doubling of projected global manufacturing capacity. See graphical depiction.
Solar PV | Crystalline Silicon | U.S. | LCOE | Y | 8 | ¢/kWh | 2025 | 2008 | 2007 | Range: maximum | Unspecified (> 30 interviews conducted) | Lit review/Interviews/Modeling | Projected | Utility Solar Assessment (USA) Study: Reaching Ten Percent Solar by 2025 | Clean Edge and Co-op America | http://www.cleanedge.com/reports/reports-solarUSA2008.php | N | 2008 | 34 | 34 | Table (unlabeled) | Y | Assumes a useful life of 25 years and discount rate of 6.5%. Learning curve of 18% cost reductions for every doubling of projected global manufacturing capacity. See graphical depiction.
Solar PV | Thin-Film and Low-Price, Bulk-Purchase Crystalline PV | U.S. | LCOE | Y | 4 | ¢/kWh | 2025 | 2008 | 2007 | Range: minimum | Unspecified (> 30 interviews conducted) | Lit review/Interviews/Modeling | Projected | Utility Solar Assessment (USA) Study: Reaching Ten Percent Solar by 2025 | Clean Edge and Co-op America | http://www.cleanedge.com/reports/reports-solarUSA2008.php | N | 2008 | 34 | 34 | Table (unlabeled) | Y | Assumes a useful life of 25 years and discount rate of 6.5%. Learning curve of 18% cost reductions for every doubling of projected global manufacturing capacity. See graphical depiction.
Solar PV | Thin-Film and Low-Price, Bulk-Purchase Crystalline PV | U.S. | LCOE | Y | 7 | ¢/kWh | 2025 | 2008 | 2007 | Range: maximum | Unspecified (> 30 interviews conducted) | Lit review/Interviews/Modeling | Projected | Utility Solar Assessment (USA) Study: Reaching Ten Percent Solar by 2025 | Clean Edge and Co-op America | http://www.cleanedge.com/reports/reports-solarUSA2008.php | N | 2008 | 34 | 34 | Table (unlabeled) | Y | Assumes a useful life of 25 years and discount rate of 6.5%. Learning curve of 18% cost reductions for every doubling of projected global manufacturing capacity. See graphical depiction.
Solar PV | 2.5 kW ≤ Residential system ≤ 3 kW | AZ | Capacity Factor |  | 18.3 | % | 2010 |  | 2006 | Average - simple | Unspecified | Interviews | Projected | Arizona Solar Electric Roadmap Study Full Report | Navigant Consulting | http://www.sfaz.org/Common/Files/az_solar_electric_roadmap_study_full_report.pdf | N | 2007 | 66 | 69 |  | Corrected 5/22/2009 | Capacity factor estimated for Phoenix, AZ
Solar PV | 2.5 kW ≤ Residential system ≤ 3 kW | AZ | Capacity Factor |  | 18.3 | % | 2020 |  | 2006 | Average - simple | Unspecified | Interviews | Projected | Arizona Solar Electric Roadmap Study Full Report | Navigant Consulting | http://www.sfaz.org/Common/Files/az_solar_electric_roadmap_study_full_report.pdf | N | 2007 | 66 | 69 |  | Corrected 5/22/2009 | Capacity factor estimated for Phoenix, AZ
Solar PV | 2.5 kW ≤ Residential system ≤ 3 kW | AZ | Capacity Factor |  | 18.3 | % | 2025 |  | 2006 | Average - simple | Unspecified | Interviews | Projected | Arizona Solar Electric Roadmap Study Full Report | Navigant Consulting | http://www.sfaz.org/Common/Files/az_solar_electric_roadmap_study_full_report.pdf | N | 2007 | 66 | 69 |  | Corrected 5/22/2009 | Capacity factor estimated for Phoenix, AZ
CSP | 50 MW/Yr CSPV | AZ | Installed Costs - Total | Y | 4000 | $/kW | 2010 | 2006 | 2006 | Average - simple | Unspecified | Interviews | Projected | Arizona Solar Electric Roadmap Study Full Report | Navigant Consulting | http://www.sfaz.org/Common/Files/az_solar_electric_roadmap_study_full_report.pdf | N | 2007 | 90 | 93 |  | Corrected 5/22/2009
CSP | 50 MW/Yr CSPV | AZ | O&M - Fixed | Y | 35 | $/kW-Yr | 2010 | 2006 | 2006 | Average - simple | Unspecified | Interviews | Projected | Arizona Solar Electric Roadmap Study Full Report | Navigant Consulting | http://www.sfaz.org/Common/Files/az_solar_electric_roadmap_study_full_report.pdf | N | 2007 | 90 | 93 |  | Corrected 5/22/2009
CSP | 50 MW/Yr CSPV | AZ | Capacity Factor | Y | 23 | % | 2010 | 2006 | 2006 | Average - simple | Unspecified | Interviews | Projected | Arizona Solar Electric Roadmap Study Full Report | Navigant Consulting | http://www.sfaz.org/Common/Files/az_solar_electric_roadmap_study_full_report.pdf | N | 2007 | 90 | 93 |  | Corrected 5/22/2009
CSP | 100 MW/Yr CSPV | AZ | Installed Costs - Total | Y | 2500 | $/kW | 2020 | 2006 | 2006 | Average - simple | Unspecified | Interviews | Projected | Arizona Solar Electric Roadmap Study Full Report | Navigant Consulting | http://www.sfaz.org/Common/Files/az_solar_electric_roadmap_study_full_report.pdf | N | 2007 | 90 | 93 |  | Corrected 5/22/2009
CSP | 100 MW/Yr CSPV | AZ | O&M - Fixed | Y | 10 | $/kW-Yr | 2020 | 2006 | 2006 | Average - simple | Unspecified | Interviews | Projected | Arizona Solar Electric Roadmap Study Full Report | Navigant Consulting | http://www.sfaz.org/Common/Files/az_solar_electric_roadmap_study_full_report.pdf | N | 2007 | 90 | 93 |  | Corrected 5/22/2009
CSP | 100 MW/Yr CSPV | AZ | Capacity Factor | Y | 23 | % | 2020 | 2006 | 2006 | Average - simple | Unspecified | Interviews | Projected | Arizona Solar Electric Roadmap Study Full Report | Navigant Consulting | http://www.sfaz.org/Common/Files/az_solar_electric_roadmap_study_full_report.pdf | N | 2007 | 90 | 93 |  | Corrected 5/22/2009
CSP | 100 MW/Yr CSPV | AZ | Installed Costs - Total | Y | 2100 | $/kW | 2025 | 2006 | 2006 | Average - simple | Unspecified | Interviews | Projected | Arizona Solar Electric Roadmap Study Full Report | Navigant Consulting | http://www.sfaz.org/Common/Files/az_solar_electric_roadmap_study_full_report.pdf | N | 2007 | 90 | 93 |  | Corrected 5/22/2009
CSP | 100 MW/Yr CSPV | AZ | O&M - Fixed | Y | 8 | $/kW-Yr | 2025 | 2006 | 2006 | Average - simple | Unspecified | Interviews | Projected | Arizona Solar Electric Roadmap Study Full Report | Navigant Consulting | http://www.sfaz.org/Common/Files/az_solar_electric_roadmap_study_full_report.pdf | N | 2007 | 90 | 93 |  | Corrected 5/22/2009
CSP | 100 MW/Yr CSPV | AZ | Capacity Factor | Y | 23 | % | 2025 | 2006 | 2006 | Average - simple | Unspecified | Interviews | Projected | Arizona Solar Electric Roadmap Study Full Report | Navigant Consulting | http://www.sfaz.org/Common/Files/az_solar_electric_roadmap_study_full_report.pdf | N | 2007 | 90 | 93 |  | Corrected 5/22/2009
Solar PV | 2.5 kW ≤ Residential system ≤ 3 kW | AZ | Installed Costs - Total | Y | 7900 | $/kWpAC | 2010 | 2006 | 2006 | Average - simple | Unspecified | Interviews | Projected | Arizona Solar Electric Roadmap Study Full Report | Navigant Consulting | http://www.sfaz.org/Common/Files/az_solar_electric_roadmap_study_full_report.pdf | N | 2007 | 66 | 69 |  | Y | 82% DC to AC rating factor assumed
Solar PV | 2.5 kW ≤ Residential system ≤ 3 kW | AZ | O&M | Y | 13 | $/kW-Yr | 2010 | 2006 | 2006 | Average - simple | Unspecified | Interviews | Projected | Arizona Solar Electric Roadmap Study Full Report | Navigant Consulting | http://www.sfaz.org/Common/Files/az_solar_electric_roadmap_study_full_report.pdf | N | 2007 | 66 | 69 |  | Y | Excludes inverter replacement, which is assumed to happen every 10 years.
Solar PV | 2.5 kW ≤ Residential system ≤ 3 kW | AZ | Project Life | Y | 25 | yrs | 2010 | 2006 | 2006 | Average - simple | Unspecified | Interviews | Projected | Arizona Solar Electric Roadmap Study Full Report | Navigant Consulting | http://www.sfaz.org/Common/Files/az_solar_electric_roadmap_study_full_report.pdf | N | 2007 | 66 | 69 |  | Y
Solar PV | 2.5 kW ≤ Residential system ≤ 3 kW | AZ | Installed Costs - Total | Y | 3800 | $/kWpAC | 2020 | 2006 | 2006 | Average - simple | Unspecified | Interviews | Projected | Arizona Solar Electric Roadmap Study Full Report | Navigant Consulting | http://www.sfaz.org/Common/Files/az_solar_electric_roadmap_study_full_report.pdf | N | 2007 | 66 | 69 |  | Y | 82% DC to AC rating factor assumed
Solar PV | 2.5 kW ≤ Residential system ≤ 3 kW | AZ | O&M | Y | 11 | $/kW-Yr | 2020 | 2006 | 2006 | Average - simple | Unspecified | Interviews | Projected | Arizona Solar Electric Roadmap Study Full Report | Navigant Consulting | http://www.sfaz.org/Common/Files/az_solar_electric_roadmap_study_full_report.pdf | N | 2007 | 66 | 69 |  | Y | Excludes inverter replacement, which is assumed to happen every 10 years.
Solar PV | 2.5 kW ≤ Residential system ≤ 3 kW | AZ | Project Life | Y | 30 | yrs | 2020 | 2006 | 2006 | Average - simple | Unspecified | Interviews | Projected | Arizona Solar Electric Roadmap Study Full Report | Navigant Consulting | http://www.sfaz.org/Common/Files/az_solar_electric_roadmap_study_full_report.pdf | N | 2007 | 66 | 69 |  | Y
Solar PV | 2.5 kW ≤ Residential system ≤ 3 kW | AZ | Installed Costs - Total | Y | 2650 | $/kWpAC | 2025 | 2006 | 2006 | Average - simple | Unspecified | Interviews | Projected | Arizona Solar Electric Roadmap Study Full Report | Navigant Consulting | http://www.sfaz.org/Common/Files/az_solar_electric_roadmap_study_full_report.pdf | N | 2007 | 66 | 69 |  | Y | 82% DC to AC rating factor assumed
Solar PV | 2.5 kW ≤ Residential system ≤ 3 kW | AZ | O&M | Y | 11 | $/kW-Yr | 2025 | 2006 | 2006 | Average - simple | Unspecified | Interviews | Projected | Arizona Solar Electric Roadmap Study Full Report | Navigant Consulting | http://www.sfaz.org/Common/Files/az_solar_electric_roadmap_study_full_report.pdf | N | 2007 | 66 | 69 |  | Y | Excludes inverter replacement, which is assumed to happen every 10 years.
Solar PV | 2.5 kW ≤ Residential system ≤ 3 kW | AZ | Project Life | Y | 30 | yrs | 2025 | 2006 | 2006 | Average - simple | Unspecified | Interviews | Projected | Arizona Solar Electric Roadmap Study Full Report | Navigant Consulting | http://www.sfaz.org/Common/Files/az_solar_electric_roadmap_study_full_report.pdf | N | 2007 | 66 | 69 |  | Y
Solar PV | 50 kW ≤ Commercial system ≤ 300 kW | AZ | Capacity Factor |  | 16 | % | 2010 |  | 2006 | Average - simple | Unspecified | Interviews | Projected | Arizona Solar Electric Roadmap Study Full Report | Navigant Consulting | http://www.sfaz.org/Common/Files/az_solar_electric_roadmap_study_full_report.pdf | N | 2007 | 67 | 70 |  | Y | Capacity factor estimated for Phoenix, AZ
Solar PV | 50 kW ≤ Commercial system ≤ 300 kW | AZ | Installed Costs - Total | Y | 6200 | $/kWpAC | 2010 | 2006 | 2006 | Average - simple | Unspecified | Interviews | Projected | Arizona Solar Electric Roadmap Study Full Report | Navigant Consulting | http://www.sfaz.org/Common/Files/az_solar_electric_roadmap_study_full_report.pdf | N | 2007 | 67 | 70 |  | Y | 82% DC to AC rating factor assumed
Solar PV | 50 kW ≤ Commercial system ≤ 300 kW | AZ | O&M | Y | 26 | $/kW-Yr | 2010 | 2006 | 2006 | Average - simple | Unspecified | Interviews | Projected | Arizona Solar Electric Roadmap Study Full Report | Navigant Consulting | http://www.sfaz.org/Common/Files/az_solar_electric_roadmap_study_full_report.pdf | N | 2007 | 67 | 70 |  | Y | Excludes inverter replacement, which is assumed to happen every 10 years.
Solar PV | 50 kW ≤ Commercial system ≤ 300 kW | AZ | Project Life | Y | 25 | yrs | 2010 | 2006 | 2006 | Average - simple | Unspecified | Interviews | Projected | Arizona Solar Electric Roadmap Study Full Report | Navigant Consulting | http://www.sfaz.org/Common/Files/az_solar_electric_roadmap_study_full_report.pdf | N | 2007 | 67 | 70 |  | Y
Solar PV | 50 kW ≤ Commercial system ≤ 300 kW | AZ | Capacity Factor |  | 16 | % | 2020 |  | 2006 | Average - simple | Unspecified | Interviews | Projected | Arizona Solar Electric Roadmap Study Full Report | Navigant Consulting | http://www.sfaz.org/Common/Files/az_solar_electric_roadmap_study_full_report.pdf | N | 2007 | 67 | 70 |  | Y | Capacity factor estimated for Phoenix, AZ
Solar PV | 50 kW ≤ Commercial system ≤ 300 kW | AZ | Installed Costs - Total | Y | 3300 | $/kWpAC | 2020 | 2006 | 2006 | Average - simple | Unspecified | Interviews | Projected | Arizona Solar Electric Roadmap Study Full Report | Navigant Consulting | http://www.sfaz.org/Common/Files/az_solar_electric_roadmap_study_full_report.pdf | N | 2007 | 67 | 70 |  | Y | 82% DC to AC rating factor assumed
Solar PV | 50 kW ≤ Commercial system ≤ 300 kW | AZ | O&M | Y | 22 | $/kW-Yr | 2020 | 2006 | 2006 | Average - simple | Unspecified | Interviews | Projected | Arizona Solar Electric Roadmap Study Full Report | Navigant Consulting | http://www.sfaz.org/Common/Files/az_solar_electric_roadmap_study_full_report.pdf | N | 2007 | 67 | 70 |  | Y | Excludes inverter replacement, which is assumed to happen every 10 years.
Solar PV | 50 kW ≤ Commercial system ≤ 300 kW | AZ | Project Life | Y | 30 | yrs | 2020 | 2006 | 2006 | Average - simple | Unspecified | Interviews | Projected | Arizona Solar Electric Roadmap Study Full Report | Navigant Consulting | http://www.sfaz.org/Common/Files/az_solar_electric_roadmap_study_full_report.pdf | N | 2007 | 67 | 70 |  | Y
Solar PV | 50 kW ≤ Commercial system ≤ 300 kW | AZ | Capacity Factor |  | 16 | % | 2025 |  | 2006 | Average - simple | Unspecified | Interviews | Projected | Arizona Solar Electric Roadmap Study Full Report | Navigant Consulting | http://www.sfaz.org/Common/Files/az_solar_electric_roadmap_study_full_report.pdf | N | 2007 | 67 | 70 |  | Y | Capacity factor estimated for Phoenix, AZ
Solar PV | 50 kW ≤ Commercial system ≤ 300 kW | AZ | Installed Costs - Total | Y | 2500 | $/kWpAC | 2025 | 2006 | 2006 | Average - simple | Unspecified | Interviews | Projected | Arizona Solar Electric Roadmap Study Full Report | Navigant Consulting | http://www.sfaz.org/Common/Files/az_solar_electric_roadmap_study_full_report.pdf | N | 2007 | 67 | 70 |  | Y | 82% DC to AC rating factor assumed
Solar PV | 50 kW ≤ Commercial system ≤ 300 kW | AZ | O&M | Y | 22 | $/kW-Yr | 2025 | 2006 | 2006 | Average - simple | Unspecified | Interviews | Projected | Arizona Solar Electric Roadmap Study Full Report | Navigant Consulting | http://www.sfaz.org/Common/Files/az_solar_electric_roadmap_study_full_report.pdf | N | 2007 | 67 | 70 |  | Y | Excludes inverter replacement, which is assumed to happen every 10 years.
Solar PV | 50 kW ≤ Commercial system ≤ 300 kW | AZ | Project Life | Y | 30 | yrs | 2025 | 2006 | 2006 | Average - simple | Unspecified | Interviews | Projected | Arizona Solar Electric Roadmap Study Full Report | Navigant Consulting | http://www.sfaz.org/Common/Files/az_solar_electric_roadmap_study_full_report.pdf | N | 2007 | 67 | 70 |  | Y
Solar PV | 5 MW Central Station | AZ | Capacity Factor |  | 25 | % | 2010 |  | 2006 | Average - simple | Unspecified | Interviews | Projected | Arizona Solar Electric Roadmap Study Full Report | Navigant Consulting | http://www.sfaz.org/Common/Files/az_solar_electric_roadmap_study_full_report.pdf | N | 2007 | 70 | 73 |  | Y | Capacity factor estimated for Phoenix, AZ
Solar PV | 5 MW Central Station | AZ | Installed Costs - Total | Y | 6600 | $/kWpAC | 2010 | 2006 | 2006 | Average - simple | Unspecified | Interviews | Projected | Arizona Solar Electric Roadmap Study Full Report | Navigant Consulting | http://www.sfaz.org/Common/Files/az_solar_electric_roadmap_study_full_report.pdf | N | 2007 | 70 | 73 |  | Y | 82% DC to AC rating factor assumed
Solar PV | 5 MW Central Station | AZ | O&M | Y | 26 | $/kW-Yr | 2010 | 2006 | 2006 | Average - simple | Unspecified | Interviews | Projected | Arizona Solar Electric Roadmap Study Full Report | Navigant Consulting | http://www.sfaz.org/Common/Files/az_solar_electric_roadmap_study_full_report.pdf | N | 2007 | 70 | 73 |  | Y | Excludes inverter replacement, which is assumed to happen every 10 years.
Solar PV | 5 MW Central Station | AZ | Project Life | Y | 25 | yrs | 2010 | 2006 | 2006 | Average - simple | Unspecified | Interviews | Projected | Arizona Solar Electric Roadmap Study Full Report | Navigant Consulting | http://www.sfaz.org/Common/Files/az_solar_electric_roadmap_study_full_report.pdf | N | 2007 | 70 | 73 |  | Y
Solar PV | 8 MW Central Station | AZ | Capacity Factor |  | 25 | % | 2020 |  | 2006 | Average - simple | Unspecified | Interviews | Projected | Arizona Solar Electric Roadmap Study Full Report | Navigant Consulting | http://www.sfaz.org/Common/Files/az_solar_electric_roadmap_study_full_report.pdf | N | 2007 | 70 | 73 |  | Y | Capacity factor estimated for Phoenix, AZ
Solar PV | 8 MW Central Station | AZ | Installed Costs - Total | Y | 3600 | $/kWpAC | 2020 | 2006 | 2006 | Average - simple | Unspecified | Interviews | Projected | Arizona Solar Electric Roadmap Study Full Report | Navigant Consulting | http://www.sfaz.org/Common/Files/az_solar_electric_roadmap_study_full_report.pdf | N | 2007 | 70 | 73 |  | Y | 82% DC to AC rating factor assumed
Solar PV | 8 MW Central Station | AZ | O&M | Y | 22 | $/kW-Yr | 2020 | 2006 | 2006 | Average - simple | Unspecified | Interviews | Projected | Arizona Solar Electric Roadmap Study Full Report | Navigant Consulting | http://www.sfaz.org/Common/Files/az_solar_electric_roadmap_study_full_report.pdf | N | 2007 | 70 | 73 |  | Y | Excludes inverter replacement, which is assumed to happen every 10 years.
Solar PV | 8 MW Central Station | AZ | Project Life | Y | 30 | yrs | 2020 | 2006 | 2006 | Average - simple | Unspecified | Interviews | Projected | Arizona Solar Electric Roadmap Study Full Report | Navigant Consulting | http://www.sfaz.org/Common/Files/az_solar_electric_roadmap_study_full_report.pdf | N | 2007 | 70 | 73 |  | Y
Solar PV | 8 MW Central Station | AZ | Capacity Factor |  | 25 | % | 2025 |  | 2006 | Average - simple | Unspecified | Interviews | Projected | Arizona Solar Electric Roadmap Study Full Report | Navigant Consulting | http://www.sfaz.org/Common/Files/az_solar_electric_roadmap_study_full_report.pdf | N | 2007 | 70 | 73 |  | Y | Capacity factor estimated for Phoenix, AZ
Solar PV | 8 MW Central Station | AZ | Installed Costs - Total | Y | 2600 | $/kWpAC | 2025 | 2006 | 2006 | Average - simple | Unspecified | Interviews | Projected | Arizona Solar Electric Roadmap Study Full Report | Navigant Consulting | http://www.sfaz.org/Common/Files/az_solar_electric_roadmap_study_full_report.pdf | N | 2007 | 70 | 73 |  | Y | 82% DC to AC rating factor assumed
Solar PV | 8 MW Central Station | AZ | O&M | Y | 22 | $/kW-Yr | 2025 | 2006 | 2006 | Average - simple | Unspecified | Interviews | Projected | Arizona Solar Electric Roadmap Study Full Report | Navigant Consulting | http://www.sfaz.org/Common/Files/az_solar_electric_roadmap_study_full_report.pdf | N | 2007 | 70 | 73 |  | Y | Excludes inverter replacement, which is assumed to happen every 10 years.
Solar PV | 8 MW Central Station | AZ | Project Life | Y | 30 | yrs | 2025 | 2006 | 2006 | Average - simple | Unspecified | Interviews | Projected | Arizona Solar Electric Roadmap Study Full Report | Navigant Consulting | http://www.sfaz.org/Common/Files/az_solar_electric_roadmap_study_full_report.pdf | N | 2007 | 70 | 73 |  | Y
CSP | 15 MW/Yr Dish Stirling | AZ | Capacity Factor |  | 23 | % | 2010 |  | 2006 | Average - simple | Unspecified | Interviews | Projected | Arizona Solar Electric Roadmap Study Full Report | Navigant Consulting | http://www.sfaz.org/Common/Files/az_solar_electric_roadmap_study_full_report.pdf | N | 2007 | 80 | 83 |  | Y | Capacity factor estimated for high insolation systems in Phoenix, AZ
CSP | 15 MW/Yr Dish Stirling | AZ | Installed Costs - Total | Y | 4000 | $/kW | 2010 | 2006 | 2006 | Average - simple | Unspecified | Interviews | Projected | Arizona Solar Electric Roadmap Study Full Report | Navigant Consulting | http://www.sfaz.org/Common/Files/az_solar_electric_roadmap_study_full_report.pdf | N | 2007 | 80 | 83 |  | Y
CSP | 15 MW/Yr Dish Stirling | AZ | O&M | Y | 80 | $/kW-Yr | 2010 | 2006 | 2006 | Average - simple | Unspecified | Interviews | Projected | Arizona Solar Electric Roadmap Study Full Report | Navigant Consulting | http://www.sfaz.org/Common/Files/az_solar_electric_roadmap_study_full_report.pdf | N | 2007 | 80 | 83 |  | Y
CSP | 15 MW/Yr Dish Stirling | AZ | Project Life | Y | 25 | yrs | 2010 | 2006 | 2006 | Average - simple | Unspecified | Interviews | Projected | Arizona Solar Electric Roadmap Study Full Report | Navigant Consulting | http://www.sfaz.org/Common/Files/az_solar_electric_roadmap_study_full_report.pdf | N | 2007 | 80 | 83 |  | Y
CSP | 15 MW/Yr Dish Stirling | AZ | Capacity Factor |  | 23 | % | 2020 |  | 2006 | Average - simple | Unspecified | Interviews | Projected | Arizona Solar Electric Roadmap Study Full Report | Navigant Consulting | http://www.sfaz.org/Common/Files/az_solar_electric_roadmap_study_full_report.pdf | N | 2007 | 80 | 83 |  | Y | Capacity factor estimated for high insolation systems in Phoenix, AZ
CSP | 15 MW/Yr Dish Stirling | AZ | Installed Costs - Total | Y | 2000 | $/kW | 2020 | 2006 | 2006 | Average - simple | Unspecified | Interviews | Projected | Arizona Solar Electric Roadmap Study Full Report | Navigant Consulting | http://www.sfaz.org/Common/Files/az_solar_electric_roadmap_study_full_report.pdf | N | 2007 | 80 | 83 |  | Y
CSP | 15 MW/Yr Dish Stirling | AZ | O&M | Y | 20 | $/kW-Yr | 2020 | 2006 | 2006 | Average - simple | Unspecified | Interviews | Projected | Arizona Solar Electric Roadmap Study Full Report | Navigant Consulting | http://www.sfaz.org/Common/Files/az_solar_electric_roadmap_study_full_report.pdf | N | 2007 | 80 | 83 |  | Y
CSP | 15 MW/Yr Dish Stirling | AZ | Project Life | Y | 25 | yrs | 2020 | 2006 | 2006 | Average - simple | Unspecified | Interviews | Projected | Arizona Solar Electric Roadmap Study Full Report | Navigant Consulting | http://www.sfaz.org/Common/Files/az_solar_electric_roadmap_study_full_report.pdf | N | 2007 | 80 | 83 |  | Y
CSP | 15 MW/Yr Dish Stirling | AZ | Capacity Factor |  | 23 | % | 2025 |  | 2006 | Average - simple | Unspecified | Interviews | Projected | Arizona Solar Electric Roadmap Study Full Report | Navigant Consulting | http://www.sfaz.org/Common/Files/az_solar_electric_roadmap_study_full_report.pdf | N | 2007 | 80 | 83 |  | Y | Capacity factor estimated for high insolation systems in Phoenix, AZ
CSP | 15 MW/Yr Dish Stirling | AZ | Installed Costs - Total | Y | 1300 | $/kW | 2025 | 2006 | 2006 | Average - simple | Unspecified | Interviews | Projected | Arizona Solar Electric Roadmap Study Full Report | Navigant Consulting | http://www.sfaz.org/Common/Files/az_solar_electric_roadmap_study_full_report.pdf | N | 2007 | 80 | 83 |  | Y
CSP | 15 MW/Yr Dish Stirling | AZ | O&M | Y | 15 | $/kW-Yr | 2025 | 2006 | 2006 | Average - simple | Unspecified | Interviews | Projected | Arizona Solar Electric Roadmap Study Full Report | Navigant Consulting | http://www.sfaz.org/Common/Files/az_solar_electric_roadmap_study_full_report.pdf | N | 2007 | 80 | 83 |  | Y
CSP | 15 MW/Yr Dish Stirling | AZ | Project Life | Y | 25 | yrs | 2025 | 2006 | 2006 | Average - simple | Unspecified | Interviews | Projected | Arizona Solar Electric Roadmap Study Full Report | Navigant Consulting | http://www.sfaz.org/Common/Files/az_solar_electric_roadmap_study_full_report.pdf | N | 2007 | 80 | 83 |  | Y
CSP | 50 MW/Yr Parabolic Trough | AZ | Capacity Factor |  | 27 | % | 2006 |  | 2003 | Average - simple | Unspecified | Interviews | Projected | Arizona Solar Electric Roadmap Study Full Report | Navigant Consulting | http://www.sfaz.org/Common/Files/az_solar_electric_roadmap_study_full_report.pdf | N | 2007 | 84 | 87 |  | Y | Capacity factor estimated for Phoenix, AZ
CSP | 50 MW/Yr Parabolic Trough | AZ | Installed Costs - Total | Y | 3900 | $/kW | 2006 | 2006 | 2003 | Average - simple | Unspecified | Interviews | Projected | Arizona Solar Electric Roadmap Study Full Report | Navigant Consulting | http://www.sfaz.org/Common/Files/az_solar_electric_roadmap_study_full_report.pdf | N | 2007 | 84 | 87 |  | Y
CSP | 50 MW/Yr Parabolic Trough | AZ | O&M | Y | 60 | $/kW-Yr | 2006 | 2006 | 2003 | Average - simple | Unspecified | Interviews | Projected | Arizona Solar Electric Roadmap Study Full Report | Navigant Consulting | http://www.sfaz.org/Common/Files/az_solar_electric_roadmap_study_full_report.pdf | N | 2007 | 84 | 87 |  | Y
CSP | 50 MW/Yr Parabolic Trough | AZ | Project Life | Y | 30 | yrs | 2006 | 2006 | 2003 | Average - simple | Unspecified | Interviews | Projected | Arizona Solar Electric Roadmap Study Full Report | Navigant Consulting | http://www.sfaz.org/Common/Files/az_solar_electric_roadmap_study_full_report.pdf | N | 2007 | 84 | 87 |  | Y
CSP | 50 MW/Yr Parabolic Trough | AZ | Capacity Factor |  | 38 | % | 2010 |  | 2003 | Average - simple | Unspecified | Interviews | Projected | Arizona Solar Electric Roadmap Study Full Report | Navigant Consulting | http://www.sfaz.org/Common/Files/az_solar_electric_roadmap_study_full_report.pdf | N | 2007 | 84 | 87 |  | Y | Capacity factor estimated for Phoenix, AZ; assumes 6 hours of molten salt storage
CSP | 50 MW/Yr Parabolic Trough | AZ | Installed Costs - Total | Y | 4500 | $/kW | 2010 | 2006 | 2003 | Average - simple | Unspecified | Interviews | Projected | Arizona Solar Electric Roadmap Study Full Report | Navigant Consulting | http://www.sfaz.org/Common/Files/az_solar_electric_roadmap_study_full_report.pdf | N | 2007 | 84 | 87 |  | Y
CSP | 50 MW/Yr Parabolic Trough | AZ | O&M | Y | 40 | $/kW-Yr | 2010 | 2006 | 2003 | Average - simple | Unspecified | Interviews | Projected | Arizona Solar Electric Roadmap Study Full Report | Navigant Consulting | http://www.sfaz.org/Common/Files/az_solar_electric_roadmap_study_full_report.pdf | N | 2007 | 84 | 87 |  | Y
CSP | 50 MW/Yr Parabolic Trough | AZ | Project Life | Y | 30 | yrs | 2010 | 2006 | 2003 | Average - simple | Unspecified | Interviews | Projected | Arizona Solar Electric Roadmap Study Full Report | Navigant Consulting | http://www.sfaz.org/Common/Files/az_solar_electric_roadmap_study_full_report.pdf | N | 2007 | 84 | 87 |  | Y
CSP | 50 MW/Yr Parabolic Trough | AZ | Capacity Factor |  | 38 | % | 2020 |  | 2003 | Average - simple | Unspecified | Interviews | Projected | Arizona Solar Electric Roadmap Study Full Report | Navigant Consulting | http://www.sfaz.org/Common/Files/az_solar_electric_roadmap_study_full_report.pdf | N | 2007 | 84 | 87 |  | Y | Capacity factor estimated for Phoenix, AZ; assumes 6 hours of molten salt storage
CSP | 50 MW/Yr Parabolic Trough | AZ | Installed Costs - Total | Y | 3200 | $/kW | 2020 | 2006 | 2003 | Average - simple | Unspecified | Interviews | Projected | Arizona Solar Electric Roadmap Study Full Report | Navigant Consulting | http://www.sfaz.org/Common/Files/az_solar_electric_roadmap_study_full_report.pdf | N | 2007 | 84 | 87 |  | Y
CSP | 50 MW/Yr Parabolic Trough | AZ | O&M | Y | 35 | $/kW-Yr | 2020 | 2006 | 2003 | Average - simple | Unspecified | Interviews | Projected | Arizona Solar Electric Roadmap Study Full Report | Navigant Consulting | http://www.sfaz.org/Common/Files/az_solar_electric_roadmap_study_full_report.pdf | N | 2007 | 84 | 87 |  | Y
CSP | 50 MW/Yr Parabolic Trough | AZ | Project Life | Y | 30 | yrs | 2020 | 2006 | 2003 | Average - simple | Unspecified | Interviews | Projected | Arizona Solar Electric Roadmap Study Full Report | Navigant Consulting | http://www.sfaz.org/Common/Files/az_solar_electric_roadmap_study_full_report.pdf | N | 2007 | 84 | 87 |  | Y
CSP | 50 MW/Yr Parabolic Trough | AZ | Capacity Factor |  | 38 | % | 2025 |  | 2003 | Average - simple | Unspecified | Interviews | Projected | Arizona Solar Electric Roadmap Study Full Report | Navigant Consulting | http://www.sfaz.org/Common/Files/az_solar_electric_roadmap_study_full_report.pdf | N | 2007 | 84 | 87 |  | Y | Capacity factor estimated for Phoenix, AZ; assumes 6 hours of molten salt storage
CSP | 50 MW/Yr Parabolic Trough | AZ | Installed Costs - Total | Y | 2600 | $/kW | 2025 | 2006 | 2003 | Average - simple | Unspecified | Interviews | Projected | Arizona Solar Electric Roadmap Study Full Report | Navigant Consulting | http://www.sfaz.org/Common/Files/az_solar_electric_roadmap_study_full_report.pdf | N | 2007 | 84 | 87 |  | Y
CSP | 50 MW/Yr Parabolic Trough | AZ | O&M | Y | 35 | $/kW-Yr | 2025 | 2006 | 2003 | Average - simple | Unspecified | Interviews | Projected | Arizona Solar Electric Roadmap Study Full Report | Navigant Consulting | http://www.sfaz.org/Common/Files/az_solar_electric_roadmap_study_full_report.pdf | N | 2007 | 84 | 87 |  | Y
CSP | 50 MW/Yr Parabolic Trough | AZ | Project Life | Y | 30 | yrs | 2025 | 2006 | 2003 | Average - simple | Unspecified | Interviews | Projected | Arizona Solar Electric Roadmap Study Full Report | Navigant Consulting | http://www.sfaz.org/Common/Files/az_solar_electric_roadmap_study_full_report.pdf | N | 2007 | 84 | 87 |  | Y
CSP | 50 MW/Yr CSPV | AZ | Project Life | Y | 25 | yrs | 2010 | 2006 | 2006 | Average - simple | Unspecified | Interviews | Projected | Arizona Solar Electric Roadmap Study Full Report | Navigant Consulting | http://www.sfaz.org/Common/Files/az_solar_electric_roadmap_study_full_report.pdf | N | 2007 | 90 | 93 |  | Y
CSP | 100 MW/Yr CSPV | AZ | Project Life | Y | 25 | yrs | 2020 | 2006 | 2006 | Average - simple | Unspecified | Interviews | Projected | Arizona Solar Electric Roadmap Study Full Report | Navigant Consulting | http://www.sfaz.org/Common/Files/az_solar_electric_roadmap_study_full_report.pdf | N | 2007 | 90 | 93 |  | Y
CSP | 100 MW/Yr CSPV | AZ | Project Life | Y | 25 | yrs | 2025 | 2006 | 2006 | Average - simple | Unspecified | Interviews | Projected | Arizona Solar Electric Roadmap Study Full Report | Navigant Consulting | http://www.sfaz.org/Common/Files/az_solar_electric_roadmap_study_full_report.pdf | N | 2007 | 90 | 93 |  | Y
CSP |  | CA | Installed Costs - Overnight Capital Cost | N | 3389 | $/kW | 2008 | 2008 | 2006 | Average - simple | Unspecified | Based on Black & Veatch 2006 cost assumptions | Projected | CPUC GHG Modeling - New Concentrating Solar Power (CSP) Generation Resource, Cost, and Performance Assumptions | Energy and Environmental Economics, Inc. | http://www.ethree.com/CPUC_GHG_Model.html | N | 2007 | 3 | 3 | Table A | Y | Estimated prior to applying zonal cost multipliers and financing costs during construction costs. Factors in federal ITC under EPACT.
CSP |  | CA | Installed Costs - Overnight Capital Cost | N | 3254 | $/kW | 2008 | 2008 | 2006 | Range: minimum | Unspecified | Based on Black & Veatch 2006 cost assumptions | Projected | CPUC GHG Modeling - New Concentrating Solar Power (CSP) Generation Resource, Cost, and Performance Assumptions | Energy and Environmental Economics, Inc. | http://www.ethree.com/CPUC_GHG_Model.html | N | 2007 | 3 | 3 | Table A | Y | Estimated prior to applying zonal cost multipliers and financing costs during construction costs. Factors in federal ITC under EPACT.
CSP |  | CA | Installed Costs - Overnight Capital Cost | N | 4067 | $/kW | 2008 | 2008 | 2006 | Range: maximum | Unspecified | Based on Black & Veatch 2006 cost assumptions | Projected | CPUC GHG Modeling - New Concentrating Solar Power (CSP) Generation Resource, Cost, and Performance Assumptions | Energy and Environmental Economics, Inc. | http://www.ethree.com/CPUC_GHG_Model.html | N | 2007 | 3 | 3 | Table A | Y | Estimated prior to applying zonal cost multipliers and financing costs during construction costs. Factors in federal ITC under EPACT.
CSP |  | CA | O&M - Fixed | N | 53.45 | $/kW-Yr | 2008 | 2008 | 2007 | Average - simple | Unspecified | EIA, 2007 | Projected | CPUC GHG Modeling - New Concentrating Solar Power (CSP) Generation Resource, Cost, and Performance Assumptions | Energy and Environmental Economics, Inc. | http://www.ethree.com/CPUC_GHG_Model.html | N | 2007 | 3 | 3 | Table A | Y | Estimated prior to applying zonal cost multipliers and financing costs during construction costs. Factors in federal ITC under EPACT.
CSP |  | CA | O&M - Fixed | N | 51.31 | $/kW-Yr | 2008 | 2008 | 2007 | Range: minimum | Unspecified | EIA, 2007 | Projected | CPUC GHG Modeling - New Concentrating Solar Power (CSP) Generation Resource, Cost, and Performance Assumptions | Energy and Environmental Economics, Inc. | http://www.ethree.com/CPUC_GHG_Model.html | N | 2007 | 3 | 3 | Table A | Y | Estimated prior to applying zonal cost multipliers and financing costs during construction costs. Factors in federal ITC under EPACT.
CSP |  | CA | O&M - Fixed | N | 64.14 | $/kW-Yr | 2008 | 2008 | 2007 | Range: maximum | Unspecified | EIA, 2007 | Projected | CPUC GHG Modeling - New Concentrating Solar Power (CSP) Generation Resource, Cost, and Performance Assumptions | Energy and Environmental Economics, Inc. | http://www.ethree.com/CPUC_GHG_Model.html | N | 2007 | 3 | 3 | Table A | Y | Estimated prior to applying zonal cost multipliers and financing costs during construction costs. Factors in federal ITC under EPACT.
CSP |  | CA | Capacity Factor |  | 40 | % | 2020 |  | 2006 | Average - simple | Unspecified | Based on Black & Veatch 2006 cost assumptions | Projected | CPUC GHG Modeling - New Concentrating Solar Power (CSP) Generation Resource, Cost, and Performance Assumptions | Energy and Environmental Economics, Inc. | http://www.ethree.com/CPUC_GHG_Model.html | N | 2007 | 3 | 3 | Table A | Y | Estimated prior to applying zonal cost multipliers and financing costs during construction costs. Factors in federal ITC under EPACT.
CSP |  | CA | Installed Costs - Overnight Capital Cost | N | 3389 | $/kW | 2020 | 2008 | 2006 | Average - simple | Unspecified | Based on Black & Veatch 2006 cost assumptions | Projected | CPUC GHG Modeling - New Concentrating Solar Power (CSP) Generation Resource, Cost, and Performance Assumptions | Energy and Environmental Economics, Inc. | http://www.ethree.com/CPUC_GHG_Model.html | N | 2007 | 3 | 3 | Table A | Y | Reference case projection. Estimated prior to applying zonal cost multipliers and financing costs during construction costs. Factors in federal ITC under EPACT.
CSP |  | CA | Installed Costs - Overnight Capital Cost | N | 2712 | $/kW | 2020 | 2008 | 2006 | Average - simple | Unspecified | Based on Black & Veatch 2006 cost assumptions | Projected | CPUC GHG Modeling - New Concentrating Solar Power (CSP) Generation Resource, Cost, and Performance Assumptions | Energy and Environmental Economics, Inc. | http://www.ethree.com/CPUC_GHG_Model.html | N | 2007 | 3 | 3 | Table A | Y | Technology growth projection. Estimated prior to applying zonal cost multipliers and financing costs during construction costs. Factors in federal ITC under EPACT.
CSP |  | CA | O&M - Fixed | N | 53.45 | $/kW-Yr | 2020 | 2008 | 2007 | Average - simple | Unspecified | EIA, 2007 | Projected | CPUC GHG Modeling - New Concentrating Solar Power (CSP) Generation Resource, Cost, and Performance Assumptions | Energy and Environmental Economics, Inc. | http://www.ethree.com/CPUC_GHG_Model.html | N | 2007 | 3 | 3 | Table A | Y | Reference case projection. Estimated prior to applying zonal cost multipliers and financing costs during construction costs. Factors in federal ITC under EPACT.
CSP |  | CA | O&M - Fixed | N | 53.45 | $/kW-Yr | 2020 | 2008 | 2007 | Average - simple | Unspecified | EIA, 2007 | Projected | CPUC GHG Modeling - New Concentrating Solar Power (CSP) Generation Resource, Cost, and Performance Assumptions | Energy and Environmental Economics, Inc. | http://www.ethree.com/CPUC_GHG_Model.html | N | 2007 | 3 | 3 | Table A | Y | Technology growth projection. Estimated prior to applying zonal cost multipliers and financing costs during construction costs. Factors in federal ITC under EPACT.
CSP |  | AZ | Busbar LCOE | N | 130 | $/MWh | 2008 | 2008 | 2007 | Range: minimum | Unspecified | Lit review/Interviews/Modeling | Projected | CPUC GHG Modeling - New Concentrating Solar Power (CSP) Generation Resource, Cost, and Performance Assumptions | Energy and Environmental Economics, Inc. | http://www.ethree.com/CPUC_GHG_Model.html | N | 2007 | 5 | 5 | Table B | Y | Estimated prior to applying zonal cost multipliers and financing costs during construction costs. Factors in federal ITC under EPACT.
CSP |  | AZ | Busbar LCOE | N | 133 | $/MWh | 2008 | 2008 | 2007 | Range: maximum | Unspecified | Lit review/Interviews/Modeling | Projected | CPUC GHG Modeling - New Concentrating Solar Power (CSP) Generation Resource, Cost, and Performance Assumptions | Energy and Environmental Economics, Inc. | http://www.ethree.com/CPUC_GHG_Model.html | N | 2007 | 5 | 5 | Table B | Y | Estimated prior to applying zonal cost multipliers and financing costs during construction costs. Factors in federal ITC under EPACT.
CSP |  | CA | Busbar LCOE | N | 149 | $/MWh | 2008 | 2008 | 2007 | Range: minimum | Unspecified | Lit review/Interviews/Modeling | Projected | CPUC GHG Modeling - New Concentrating Solar Power (CSP) Generation Resource, Cost, and Performance Assumptions | Energy and Environmental Economics, Inc. | http://www.ethree.com/CPUC_GHG_Model.html | N | 2007 | 5 | 5 | Table B | Y | Estimated prior to applying zonal cost multipliers and financing costs during construction costs. Factors in federal ITC under EPACT.
CSP |  | CA | Busbar LCOE | N | 161 | $/MWh | 2008 | 2008 | 2007 | Range: maximum | Unspecified | Lit review/Interviews/Modeling | Projected | CPUC GHG Modeling - New Concentrating Solar Power (CSP) Generation Resource, Cost, and Performance Assumptions | Energy and Environmental Economics, Inc. | http://www.ethree.com/CPUC_GHG_Model.html | N | 2007 | 5 | 5 | Table B | Y | Estimated prior to applying zonal cost multipliers and financing costs during construction costs. Factors in federal ITC under EPACT.
CSP |  | NM | Busbar LCOE | N | 123 | $/MWh | 2008 | 2008 | 2007 | Range: minimum | Unspecified | Lit review/Interviews/Modeling | Projected | CPUC GHG Modeling - New Concentrating Solar Power (CSP) Generation Resource, Cost, and Performance Assumptions | Energy and Environmental Economics, Inc. | http://www.ethree.com/CPUC_GHG_Model.html | N | 2007 | 5 | 5 | Table B | Y | Estimated prior to applying zonal cost multipliers and financing costs during construction costs. Factors in federal ITC under EPACT.
CSP |  | NM | Busbar LCOE | N | 123 | $/MWh | 2008 | 2008 | 2007 | Range: maximum | Unspecified | Lit review/Interviews/Modeling | Projected | CPUC GHG Modeling - New Concentrating Solar Power (CSP) Generation Resource, Cost, and Performance Assumptions | Energy and Environmental Economics, Inc. | http://www.ethree.com/CPUC_GHG_Model.html | N | 2007 | 5 | 5 | Table B | Y | Estimated prior to applying zonal cost multipliers and financing costs during construction costs. Factors in federal ITC under EPACT.
CSP |  | NV - North | Busbar LCOE | N | 137 | $/MWh | 2008 | 2008 | 2007 | Range: minimum | Unspecified | Lit review/Interviews/Modeling | Projected | CPUC GHG Modeling - New Concentrating Solar Power (CSP) Generation Resource, Cost, and Performance Assumptions | Energy and Environmental Economics, Inc. | http://www.ethree.com/CPUC_GHG_Model.html | N | 2007 | 5 | 5 | Table B | Y | Estimated prior to applying zonal cost multipliers and financing costs during construction costs. Factors in federal ITC under EPACT.
CSP |  | NV - North | Busbar LCOE | N | 146 | $/MWh | 2008 | 2008 | 2007 | Range: maximum | Unspecified | Lit review/Interviews/Modeling | Projected | CPUC GHG Modeling - New Concentrating Solar Power (CSP) Generation Resource, Cost, and Performance Assumptions | Energy and Environmental Economics, Inc. | http://www.ethree.com/CPUC_GHG_Model.html | N | 2007 | 5 | 5 | Table B | Y | Estimated prior to applying zonal cost multipliers and financing costs during construction costs. Factors in federal ITC under EPACT.
CSP |  | NV - South | Busbar LCOE | N | 130 | $/MWh | 2008 | 2008 | 2007 | Range: minimum | Unspecified | Lit review/Interviews/Modeling | Projected | CPUC GHG Modeling - New Concentrating Solar Power (CSP) Generation Resource, Cost, and Performance Assumptions | Energy and Environmental Economics, Inc. | http://www.ethree.com/CPUC_GHG_Model.html | N | 2007 | 5 | 5 | Table B | Y | Estimated prior to applying zonal cost multipliers and financing costs during construction costs. Factors in federal ITC under EPACT.
CSP |  | NV - South | Busbar LCOE | N | 133 | $/MWh | 2008 | 2008 | 2007 | Range: maximum | Unspecified | Lit review/Interviews/Modeling | Projected | CPUC GHG Modeling - New Concentrating Solar Power (CSP) Generation Resource, Cost, and Performance Assumptions | Energy and Environmental Economics, Inc. | http://www.ethree.com/CPUC_GHG_Model.html | N | 2007 | 5 | 5 | Table B | Y | Estimated prior to applying zonal cost multipliers and financing costs during construction costs. Factors in federal ITC under EPACT.
CSP |  | AZ | Capacity Factor |  | 37 | % | 2008 |  | 2006 | Range: minimum | Unspecified | Based on Black & Veatch 2006 cost assumptions | Projected | CPUC GHG Modeling - New Concentrating Solar Power (CSP) Generation Resource, Cost, and Performance Assumptions | Energy and Environmental Economics, Inc. | http://www.ethree.com/CPUC_GHG_Model.html | N | 2007 | 5 | 5 | Table B | Y | Estimated prior to applying zonal cost multipliers and financing costs during construction costs. Factors in federal ITC under EPACT.
CSP |  | AZ | Capacity Factor |  | 38 | % | 2008 |  | 2006 | Range: maximum | Unspecified | Based on Black & Veatch 2006 cost assumptions | Projected | CPUC GHG Modeling - New Concentrating Solar Power (CSP) Generation Resource, Cost, and Performance Assumptions | Energy and Environmental Economics, Inc. | http://www.ethree.com/CPUC_GHG_Model.html | N | 2007 | 5 | 5 | Table B | Y | Estimated prior to applying zonal cost multipliers and financing costs during construction costs. Factors in federal ITC under EPACT.
CSP |  | CA | Capacity Factor |  | 37 | % | 2008 |  | 2006 | Range: minimum | Unspecified | Based on Black & Veatch 2006 cost assumptions | Projected | CPUC GHG Modeling - New Concentrating Solar Power (CSP) Generation Resource, Cost, and Performance Assumptions | Energy and Environmental Economics, Inc. | http://www.ethree.com/CPUC_GHG_Model.html | N | 2007 | 5 | 5 | Table B | Y | Estimated prior to applying zonal cost multipliers and financing costs during construction costs. Factors in federal ITC under EPACT.
CSP |  | CA | Capacity Factor |  | 40 | % | 2008 |  | 2006 | Range: maximum | Unspecified | Based on Black & Veatch 2006 cost assumptions | Projected | CPUC GHG Modeling - New Concentrating Solar Power (CSP) Generation Resource, Cost, and Performance Assumptions | Energy and Environmental Economics, Inc. | http://www.ethree.com/CPUC_GHG_Model.html | N | 2007 | 5 | 5 | Table B | Y | Estimated prior to applying zonal cost multipliers and financing costs during construction costs. Factors in federal ITC under EPACT.
CSP |  | NM | Capacity Factor |  | 39 | % | 2008 |  | 2006 | Range: minimum | Unspecified | Based on Black & Veatch 2006 cost assumptions | Projected | CPUC GHG Modeling - New Concentrating Solar Power (CSP) Generation Resource, Cost, and Performance Assumptions | Energy and Environmental Economics, Inc. | http://www.ethree.com/CPUC_GHG_Model.html | N | 2007 | 5 | 5 | Table B | Y | Estimated prior to applying zonal cost multipliers and financing costs during construction costs. Factors in federal ITC under EPACT.
CSP |  | NM | Capacity Factor |  | 39 | % | 2008 |  | 2006 | Range: maximum | Unspecified | Based on Black & Veatch 2006 cost assumptions | Projected | CPUC GHG Modeling - New Concentrating Solar Power (CSP) Generation Resource, Cost, and Performance Assumptions | Energy and Environmental Economics, Inc. | http://www.ethree.com/CPUC_GHG_Model.html | N | 2007 | 5 | 5 | Table B | Y | Estimated prior to applying zonal cost multipliers and financing costs during construction costs. Factors in federal ITC under EPACT.
CSP |  | NV - North | Capacity Factor |  | 37 | % | 2008 |  | 2006 | Range: minimum | Unspecified | Based on Black & Veatch 2006 cost assumptions | Projected | CPUC GHG Modeling - New Concentrating Solar Power (CSP) Generation Resource, Cost, and Performance Assumptions | Energy and Environmental Economics, Inc. | http://www.ethree.com/CPUC_GHG_Model.html | N | 2007 | 5 | 5 | Table B | Y | Estimated prior to applying zonal cost multipliers and financing costs during construction costs. Factors in federal ITC under EPACT.
CSP |  | NV - North | Capacity Factor |  | 40 | % | 2008 |  | 2006 | Range: maximum | Unspecified | Based on Black & Veatch 2006 cost assumptions | Projected | CPUC GHG Modeling - New Concentrating Solar Power (CSP) Generation Resource, Cost, and Performance Assumptions | Energy and Environmental Economics, Inc. | http://www.ethree.com/CPUC_GHG_Model.html | N | 2007 | 5 | 5 | Table B | Y | Estimated prior to applying zonal cost multipliers and financing costs during construction costs. Factors in federal ITC under EPACT.
CSP |  | NV - South | Capacity Factor |  | 37 | % | 2008 |  | 2006 | Range: minimum | Unspecified | Based on Black & Veatch 2006 cost assumptions | Projected | CPUC GHG Modeling - New Concentrating Solar Power (CSP) Generation Resource, Cost, and Performance Assumptions | Energy and Environmental Economics, Inc. | http://www.ethree.com/CPUC_GHG_Model.html | N | 2007 | 5 | 5 | Table B | Y | Estimated prior to applying zonal cost multipliers and financing costs during construction costs. Factors in federal ITC under EPACT.
CSP |  | NV - South | Capacity Factor |  | 38 | % | 2008 |  | 2006 | Range: maximum | Unspecified | Based on Black & Veatch 2006 cost assumptions | Projected | CPUC GHG Modeling - New Concentrating Solar Power (CSP) Generation Resource, Cost, and Performance Assumptions | Energy and Environmental Economics, Inc. | http://www.ethree.com/CPUC_GHG_Model.html | N | 2007 | 5 | 5 | Table B | Y | Estimated prior to applying zonal cost multipliers and financing costs during construction costs. Factors in federal ITC under EPACT.
CSP |  | AZ | Installed Costs - Capital Costs | N | 3389 | $/kW | 2008 | 2008 | 2006 | Average - simple | Unspecified | Based on Black & Veatch 2006 cost assumptions | Projected | CPUC GHG Modeling - New Concentrating Solar Power (CSP) Generation Resource, Cost, and Performance Assumptions | Energy and Environmental Economics, Inc. | http://www.ethree.com/CPUC_GHG_Model.html | N | 2007 | 5 | 5 | Table B | Y | Estimated prior to applying zonal cost multipliers and financing costs during construction costs. Factors in federal ITC under EPACT.
CSP |  | CA | Installed Costs - Capital Costs | N | 4067 | $/kW | 2008 | 2008 | 2006 | Average - simple | Unspecified | Based on Black & Veatch 2006 cost assumptions | Projected | CPUC GHG Modeling - New Concentrating Solar Power (CSP) Generation Resource, Cost, and Performance Assumptions | Energy and Environmental Economics, Inc. | http://www.ethree.com/CPUC_GHG_Model.html | N | 2007 | 5 | 5 | Table B | Y | Estimated prior to applying zonal cost multipliers and financing costs during construction costs. Factors in federal ITC under EPACT.
CSP |  | NM | Installed Costs - Capital Costs | N | 3254 | $/kW | 2008 | 2008 | 2006 | Average - simple | Unspecified | Based on Black & Veatch 2006 cost assumptions | Projected | CPUC GHG Modeling - New Concentrating Solar Power (CSP) Generation Resource, Cost, and Performance Assumptions | Energy and Environmental Economics, Inc. | http://www.ethree.com/CPUC_GHG_Model.html | N | 2007 | 5 | 5 | Table B | Y | Estimated prior to applying zonal cost multipliers and financing costs during construction costs. Factors in federal ITC under EPACT.
CSP |  | NV - North | Installed Costs - Capital Costs | N | 3694 | $/kW | 2008 | 2008 | 2006 | Average - simple | Unspecified | Based on Black & Veatch 2006 cost assumptions | Projected | CPUC GHG Modeling - New Concentrating Solar Power (CSP) Generation Resource, Cost, and Performance Assumptions | Energy and Environmental Economics, Inc. | http://www.ethree.com/CPUC_GHG_Model.html | N | 2007 | 5 | 5 | Table B | Y | Estimated prior to applying zonal cost multipliers and financing costs during construction costs. Factors in federal ITC under EPACT.
CSP |  | NV - South | Installed Costs - Capital Costs | N | 3389 | $/kW | 2008 | 2008 | 2006 | Average - simple | Unspecified | Based on Black & Veatch 2006 cost assumptions | Projected | CPUC GHG Modeling - New Concentrating Solar Power (CSP) Generation Resource, Cost, and Performance Assumptions | Energy and Environmental Economics, Inc. | http://www.ethree.com/CPUC_GHG_Model.html | N | 2007 | 5 | 5 | Table B | Y | Estimated prior to applying zonal cost multipliers and financing costs during construction costs. Factors in federal ITC under EPACT.
CSP |  | AZ | O&M - Fixed | N | 53 | $/kW-Yr | 2008 | 2008 | 2007 | Average - simple | Unspecified | EIA, 2007 | Projected | CPUC GHG Modeling - New Concentrating Solar Power (CSP) Generation Resource, Cost, and Performance Assumptions | Energy and Environmental Economics, Inc. | http://www.ethree.com/CPUC_GHG_Model.html | N | 2007 | 5 | 5 | Table B | Y | Estimated prior to applying zonal cost multipliers and financing costs during construction costs. Factors in federal ITC under EPACT.
CSP |  | CA | O&M - Fixed | N | 64 | $/kW-Yr | 2008 | 2008 | 2007 | Average - simple | Unspecified | EIA, 2007 | Projected | CPUC GHG Modeling - New Concentrating Solar Power (CSP) Generation Resource, Cost, and Performance Assumptions | Energy and Environmental Economics, Inc. | http://www.ethree.com/CPUC_GHG_Model.html | N | 2007 | 5 | 5 | Table B | Y | Estimated prior to applying zonal cost multipliers and financing costs during construction costs. Factors in federal ITC under EPACT.
CSP |  | NM | O&M - Fixed | N | 51 | $/kW-Yr | 2008 | 2008 | 2007 | Average - simple | Unspecified | EIA, 2007 | Projected | CPUC GHG Modeling - New Concentrating Solar Power (CSP) Generation Resource, Cost, and Performance Assumptions | Energy and Environmental Economics, Inc. | http://www.ethree.com/CPUC_GHG_Model.html | N | 2007 | 5 | 5 | Table B | Y | Estimated prior to applying zonal cost multipliers and financing costs during construction costs. Factors in federal ITC under EPACT.
CSP |  | NV - North | O&M - Fixed | N | 58 | $/kW-Yr | 2008 | 2008 | 2007 | Average - simple | Unspecified | EIA, 2007 | Projected | CPUC GHG Modeling - New Concentrating Solar Power (CSP) Generation Resource, Cost, and Performance Assumptions | Energy and Environmental Economics, Inc. | http://www.ethree.com/CPUC_GHG_Model.html | N | 2007 | 5 | 5 | Table B | Y | Estimated prior to applying zonal cost multipliers and financing costs during construction costs. Factors in federal ITC under EPACT.
CSP |  | NV - South | O&M - Fixed | N | 53 | $/kW-Yr | 2008 | 2008 | 2007 | Average - simple | Unspecified | EIA, 2007 | Projected | CPUC GHG Modeling - New Concentrating Solar Power (CSP) Generation Resource, Cost, and Performance Assumptions | Energy and Environmental Economics, Inc. | http://www.ethree.com/CPUC_GHG_Model.html | N | 2007 | 5 | 5 | Table B | Y | Estimated prior to applying zonal cost multipliers and financing costs during construction costs. Factors in federal ITC under EPACT.

## AEO Cost Factors
DOE/EIA, Electricity Market Module, March 2009, p 89.
|  |  |  | Base |  |  | Total
|  |  |  | Overnight | Contingency Factors |  | Overnight
|  |  |  | Cost in 2008 |  | Technological | Cost in 2008 | Variable O&M | Fixed O&M
| Online year | Size (MW) | Leadtime | ($2007/kW) | Project | Optimism | ($2007/kW) | ($2007 mills/kWh) | ($2007/kW)
Biomass | 2012 | 80 | 4 | 3339 | 1.07 | 1.05 | 3766 | 6.71 | 64.45
MSW-LFG | 2010 | 30 | 3 | 2377 | 1.07 | 1 | 2543 | 0.01 | 114.25
Geothermal | 2010 | 50 | 4 | 1630 | 1.05 | 1 | 1711 | 0 | 164.64
Conventional hydro | 2012 | 500 | 4 | 2038 | 1.1 | 1 | 2242 | 2.43 | 13.63
Wind | 2009 | 50 | 3 | 1797 | 1.07 | 1 | 1923 | 0 | 30.3
Wind offshore | 2012 | 100 | 4 | 3416 | 1.1 | 1.03 | 3851 | 0 | 89.48
Solar thermal | 2012 | 100 | 3 | 4693 | 1.07 | 1 | 5021 | 0 | 56.78
PV | 2011 | 5 | 2 | 5750 | 1.05 | 1 | 6038 | 0 | 11.68
Capital costs are before ITC for geothermal, solar thermal and PV.
For geothermal and hydropower: table entries repesent the cost of the least expensive plant that could be built in the NWPP region, where most of the proposed sites are located.